## df_Performance
Hub | Costs_op | Costs_inv | ANN_factor | Costs_grid_connection | Costs_rep | Costs_ft | GWP_op | GWP_constr | EMOO_CAPEX | EMOO_OPEX | EMOO_TOTEX | EMOO_GWP | EMOO_grid | Objective | Costs_cft
Building1 | -5340.1633 | 4238.5924 | 0.05122 | 0 | 0 | 0 | -4769.5896 | 1457.5405 | 0 | 0 | 0 | 0 | 0 | 0 | 0
Network | -5340.1633 | 4238.5924 | 0.05122 | 0 | 0 | 0 | -4769.5896 | 1457.5405 | 0 | 0 | 0 | 0 | 0 | -1101.5724 | 0

## df_Annuals
Layer | Hub | Demand_MWh | Supply_MWh
DHW | Building1 | 1.8314 | 0
| ElectricalHeater_DHW_Building1 | 0 | 0.18314
| HeatPump_Air_Building1 | 0 | 1.6482
| WaterTankDHW_Building1 | 0 | 1.8314
Electricity | Building1 | 3.5102 | 0
| ElectricalHeater_DHW_Building1 | 0.18688 | 0
| ElectricalHeater_SH_Building1 | 0.062369 | 0
| HeatPump_Air_Building1 | 9.1008 | 0
| Network | 43.3502 | 6.6641
| PV_Building1 | 0 | 49.5494
HeatGains | Building1 | 0 | 1.9166
SH | Building1 | 27.6256 | 0
| ElectricalHeater_SH_Building1 | 0 | 0.061122
| HeatPump_Air_Building1 | 0 | 27.5645
SolarGains | Building1 | 0 | 2.8944

## df_Unit
Unit | Units_Use | Units_Mult | Costs_Unit_inv | Costs_Unit_rep | GWP_Unit_constr | lifetime | Units_Ext
Air_Conditioner_Air_Building1 | 0 | 0 | 0 | 0 | 0 | 20 | 0
Battery_Building1 | 0 | 0 | 0 | 0 | 0 | 10 | 0
ElectricalHeater_DHW_Building1 | 1 | 0.14819 | 63.5368 | 0 | 0.10504 | 20 | 0
ElectricalHeater_SH_Building1 | 1 | 1.8788 | 107.3952 | 0 | 0.14052 | 20 | 0
HeatPump_Air_Building1 | 1 | 2.9546 | 1208.4814 | 0 | 20.3943 | 20 | 0
HeatPump_Geothermal_Building1 | 0 | 0 | 0 | 0 | 0 | 20 | 0
NG_Boiler_Building1 | 0 | 0 | 0 | 0 | 0 | 20 | 0
PV_Building1 | 1 | 35.3858 | 2692.0207 | 0 | 1415.4323 | 25 | 0
ThermalSolar_Building1 | 0 | 0 | 0 | 0 | 0 | 20 | 0
WaterTankDHW_Building1 | 1 | 0.077103 | 65.8263 | 0 | 4.6416 | 20 | 0
WaterTankSH_Building1 | 1 | 0.27951 | 101.332 | 0 | 16.8267 | 20 | 0

## df_Grid
Hub | Layer | Capacity | UseCapacity | ReinforcementCost | ReinforcementGWP
Building1 | Electricity | 100000000 | 0 | 0 | 0
| NaturalGas | 100000000 | 0 | 0 | 0
Network | Electricity | 2000 | 0 | 0 | 0
| NaturalGas | 2000 | 0 | 0 | 0

## df_Grid_t
Layer | Hub | Period | Time | Grid_demand | Grid_supply | Cost_supply | Cost_demand | GWP_supply | GWP_demand | Uncontrollable_load | Domestic_energy
Electricity | Building1 | 1 | 1 | 0 | 1.7433 | 0.3346 | 0.1746 | 0.13 | 0.13 | 0.14457 | 0
|  |  | 2 | 0 | 1.9946 | 0.3346 | 0.1746 | 0.13 | 0.13 | 0.14457 | 0
|  |  | 3 | 0 | 2.0732 | 0.3346 | 0.1746 | 0.13 | 0.13 | 0.14457 | 0
|  |  | 4 | 0 | 0.60109 | 0.3346 | 0.1746 | 0.13 | 0.13 | 0.14457 | 0
|  |  | 5 | 0 | 0.14457 | 0.3346 | 0.1746 | 0.13 | 0.13 | 0.14457 | 0
|  |  | 6 | 0 | 0.28914 | 0.3346 | 0.1746 | 0.13 | 0.13 | 0.28914 | 0
|  |  | 7 | 0.21114 | 0 | 0.3346 | 0.1746 | 0.13 | 0.13 | 1.1802 | 0
|  |  | 8 | 7.6578 | 0 | 0.3346 | 0.1746 | 0.13 | 0.13 | 0.38286 | 0
|  |  | 9 | 13.5545 | 0 | 0.3346 | 0.1746 | 0.13 | 0.13 | 0.16827 | 0
|  |  | 10 | 13.7787 | 0 | 0.3346 | 0.1746 | 0.13 | 0.13 | 0.16827 | 0
|  |  | 11 | 22.0218 | 0 | 0.3346 | 0.1746 | 0.13 | 0.13 | 0.16827 | 0
|  |  | 12 | 23.167 | 0 | 0.3346 | 0.1746 | 0.13 | 0.13 | 0.16827 | 0
|  |  | 13 | 23.2979 | 0 | 0.3346 | 0.1746 | 0.13 | 0.13 | 1.2503 | 0
|  |  | 14 | 22.527 | 0 | 0.3346 | 0.1746 | 0.13 | 0.13 | 0.38286 | 0
|  |  | 15 | 15.0345 | 0 | 0.3346 | 0.1746 | 0.13 | 0.13 | 0.16827 | 0
|  |  | 16 | 7.122 | 0 | 0.3346 | 0.1746 | 0.13 | 0.13 | 0.16827 | 0
|  |  | 17 | 3.1143 | 0 | 0.3346 | 0.1746 | 0.13 | 0.13 | 0.16827 | 0
|  |  | 18 | 0 | 0 | 0.3346 | 0.1746 | 0.13 | 0.13 | 0.38286 | 0
|  |  | 19 | 0 | 2.4413 | 0.3346 | 0.1746 | 0.13 | 0.13 | 1.2503 | 0
|  |  | 20 | 0 | 2.8878 | 0.3346 | 0.1746 | 0.13 | 0.13 | 1.5157 | 0
|  |  | 21 | 0 | 1.5582 | 0.3346 | 0.1746 | 0.13 | 0.13 | 0.35916 | 0
|  |  | 22 | 0 | 1.4848 | 0.3346 | 0.1746 | 0.13 | 0.13 | 0.28914 | 0
|  |  | 23 | 0 | 1.471 | 0.3346 | 0.1746 | 0.13 | 0.13 | 0.28914 | 0
|  |  | 24 | 0 | 1.3364 | 0.3346 | 0.1746 | 0.13 | 0.13 | 0.14457 | 0
|  | 2 | 1 | 0 | 1.7474 | 0.3346 | 0.1746 | 0.13 | 0.13 | 0.14457 | 0
|  |  | 2 | 0 | 1.7249 | 0.3346 | 0.1746 | 0.13 | 0.13 | 0.14457 | 0
|  |  | 3 | 0 | 1.7805 | 0.3346 | 0.1746 | 0.13 | 0.13 | 0.14457 | 0
|  |  | 4 | 0 | 1.8055 | 0.3346 | 0.1746 | 0.13 | 0.13 | 0.14457 | 0
|  |  | 5 | 0 | 1.854 | 0.3346 | 0.1746 | 0.13 | 0.13 | 0.14457 | 0
|  |  | 6 | 0 | 2.0284 | 0.3346 | 0.1746 | 0.13 | 0.13 | 0.28914 | 0
|  |  | 7 | 0 | 3.2912 | 0.3346 | 0.1746 | 0.13 | 0.13 | 1.1802 | 0
|  |  | 8 | 0 | 1.9324 | 0.3346 | 0.1746 | 0.13 | 0.13 | 0.38286 | 0
|  |  | 9 | 1.025 | 0 | 0.3346 | 0.1746 | 0.13 | 0.13 | 0.16827 | 0
|  |  | 10 | 2.4841 | 0 | 0.3346 | 0.1746 | 0.13 | 0.13 | 0.16827 | 0
|  |  | 11 | 2.2611 | 0 | 0.3346 | 0.1746 | 0.13 | 0.13 | 0.16827 | 0
|  |  | 12 | 5.795 | 0 | 0.3346 | 0.1746 | 0.13 | 0.13 | 0.16827 | 0
|  |  | 13 | 2.2632 | 0 | 0.3346 | 0.1746 | 0.13 | 0.13 | 1.2503 | 0
|  |  | 14 | 3.9237 | 0 | 0.3346 | 0.1746 | 0.13 | 0.13 | 0.38286 | 0
|  |  | 15 | 1.0666 | 0 | 0.3346 | 0.1746 | 0.13 | 0.13 | 0.16827 | 0
|  |  | 16 | 1.1979 | 0 | 0.3346 | 0.1746 | 0.13 | 0.13 | 0.16827 | 0
|  |  | 17 | 0 | 0.14004 | 0.3346 | 0.1746 | 0.13 | 0.13 | 0.16827 | 0
|  |  | 18 | 0 | 0.39334 | 0.3346 | 0.1746 | 0.13 | 0.13 | 0.38286 | 0
|  |  | 19 | 0 | 2.7315 | 0.3346 | 0.1746 | 0.13 | 0.13 | 1.2503 | 0
|  |  | 20 | 0 | 3.2359 | 0.3346 | 0.1746 | 0.13 | 0.13 | 1.5157 | 0
|  |  | 21 | 0 | 1.9323 | 0.3346 | 0.1746 | 0.13 | 0.13 | 0.35916 | 0
|  |  | 22 | 0 | 1.9147 | 0.3346 | 0.1746 | 0.13 | 0.13 | 0.28914 | 0
|  |  | 23 | 0 | 1.9753 | 0.3346 | 0.1746 | 0.13 | 0.13 | 0.28914 | 0
|  |  | 24 | 0 | 1.4252 | 0.3346 | 0.1746 | 0.13 | 0.13 | 0.14457 | 0
|  | 3 | 1 | 0 | 2.3577 | 0.3346 | 0.1746 | 0.13 | 0.13 | 0.14457 | 0
|  |  | 2 | 0 | 2.7121 | 0.3346 | 0.1746 | 0.13 | 0.13 | 0.14457 | 0
|  |  | 3 | 0 | 2.8148 | 0.3346 | 0.1746 | 0.13 | 0.13 | 0.14457 | 0
|  |  | 4 | 0 | 2.8441 | 0.3346 | 0.1746 | 0.13 | 0.13 | 0.14457 | 0
|  |  | 5 | 0 | 2.8554 | 0.3346 | 0.1746 | 0.13 | 0.13 | 0.14457 | 0
|  |  | 6 | 0 | 3.1544 | 0.3346 | 0.1746 | 0.13 | 0.13 | 0.28914 | 0
|  |  | 7 | 0 | 4.0532 | 0.3346 | 0.1746 | 0.13 | 0.13 | 1.1802 | 0
|  |  | 8 | 0 | 2.649 | 0.3346 | 0.1746 | 0.13 | 0.13 | 0.38286 | 0
|  |  | 9 | 0 | 0.51442 | 0.3346 | 0.1746 | 0.13 | 0.13 | 0.16827 | 0
|  |  | 10 | 1.2547 | 0 | 0.3346 | 0.1746 | 0.13 | 0.13 | 0.16827 | 0
|  |  | 11 | 2.9221 | 0 | 0.3346 | 0.1746 | 0.13 | 0.13 | 0.16827 | 0
|  |  | 12 | 2.1636 | 0 | 0.3346 | 0.1746 | 0.13 | 0.13 | 0.16827 | 0
|  |  | 13 | 0.81787 | 0 | 0.3346 | 0.1746 | 0.13 | 0.13 | 1.2503 | 0
|  |  | 14 | 1.3436 | 0 | 0.3346 | 0.1746 | 0.13 | 0.13 | 0.38286 | 0
|  |  | 15 | 0.16435 | 0 | 0.3346 | 0.1746 | 0.13 | 0.13 | 0.16827 | 0
|  |  | 16 | 0 | 0 | 0.3346 | 0.1746 | 0.13 | 0.13 | 0.16827 | 0
|  |  | 17 | 0 | 2.0314 | 0.3346 | 0.1746 | 0.13 | 0.13 | 0.16827 | 0
|  |  | 18 | 0 | 2.4235 | 0.3346 | 0.1746 | 0.13 | 0.13 | 0.38286 | 0
|  |  | 19 | 0 | 3.4746 | 0.3346 | 0.1746 | 0.13 | 0.13 | 1.2503 | 0
|  |  | 20 | 0 | 1.6997 | 0.3346 | 0.1746 | 0.13 | 0.13 | 1.5157 | 0
|  |  | 21 | 0 | 2.5488 | 0.3346 | 0.1746 | 0.13 | 0.13 | 0.35916 | 0
|  |  | 22 | 0 | 2.9986 | 0.3346 | 0.1746 | 0.13 | 0.13 | 0.28914 | 0
|  |  | 23 | 0 | 3.0629 | 0.3346 | 0.1746 | 0.13 | 0.13 | 0.28914 | 0
|  |  | 24 | 0 | 2.9493 | 0.3346 | 0.1746 | 0.13 | 0.13 | 0.14457 | 0
|  | 4 | 1 | 0 | 2.9373 | 0.3346 | 0.1746 | 0.13 | 0.13 | 0.14457 | 0
|  |  | 2 | 0 | 2.9321 | 0.3346 | 0.1746 | 0.13 | 0.13 | 0.14457 | 0
|  |  | 3 | 0 | 2.9282 | 0.3346 | 0.1746 | 0.13 | 0.13 | 0.14457 | 0
|  |  | 4 | 0 | 2.925 | 0.3346 | 0.1746 | 0.13 | 0.13 | 0.14457 | 0
|  |  | 5 | 0 | 2.9224 | 0.3346 | 0.1746 | 0.13 | 0.13 | 0.14457 | 0
|  |  | 6 | 0 | 3.0643 | 0.3346 | 0.1746 | 0.13 | 0.13 | 0.28914 | 0
|  |  | 7 | 0 | 3.9526 | 0.3346 | 0.1746 | 0.13 | 0.13 | 1.1802 | 0
|  |  | 8 | 0 | 3.15 | 0.3346 | 0.1746 | 0.13 | 0.13 | 0.38286 | 0
|  |  | 9 | 0 | 0.0071461 | 0.3346 | 0.1746 | 0.13 | 0.13 | 0.16827 | 0
|  |  | 10 | 3.7211 | 0 | 0.3346 | 0.1746 | 0.13 | 0.13 | 0.16827 | 0
|  |  | 11 | 8.3363 | 0 | 0.3346 | 0.1746 | 0.13 | 0.13 | 0.16827 | 0
|  |  | 12 | 11.487 | 0 | 0.3346 | 0.1746 | 0.13 | 0.13 | 0.16827 | 0
|  |  | 13 | 9.6774 | 0 | 0.3346 | 0.1746 | 0.13 | 0.13 | 1.2503 | 0
|  |  | 14 | 9.2021 | 0 | 0.3346 | 0.1746 | 0.13 | 0.13 | 0.38286 | 0
|  |  | 15 | 5.5825 | 0 | 0.3346 | 0.1746 | 0.13 | 0.13 | 0.16827 | 0
|  |  | 16 | 1.1857 | 0 | 0.3346 | 0.1746 | 0.13 | 0.13 | 0.16827 | 0
|  |  | 17 | 0 | 1.9973 | 0.3346 | 0.1746 | 0.13 | 0.13 | 0.16827 | 0
|  |  | 18 | 0 | 2.325 | 0.3346 | 0.1746 | 0.13 | 0.13 | 0.38286 | 0
|  |  | 19 | 0 | 3.8913 | 0.3346 | 0.1746 | 0.13 | 0.13 | 1.2503 | 0
|  |  | 20 | 0 | 4.3576 | 0.3346 | 0.1746 | 0.13 | 0.13 | 1.5157 | 0
|  |  | 21 | 0 | 3.1616 | 0.3346 | 0.1746 | 0.13 | 0.13 | 0.35916 | 0
|  |  | 22 | 0 | 3.0847 | 0.3346 | 0.1746 | 0.13 | 0.13 | 0.28914 | 0
|  |  | 23 | 0 | 3.0785 | 0.3346 | 0.1746 | 0.13 | 0.13 | 0.28914 | 0
|  |  | 24 | 0 | 2.9289 | 0.3346 | 0.1746 | 0.13 | 0.13 | 0.14457 | 0
|  | 5 | 1 | 0 | 1.213 | 0.3346 | 0.1746 | 0.13 | 0.13 | 0.14457 | 0
|  |  | 2 | 0 | 1.2534 | 0.3346 | 0.1746 | 0.13 | 0.13 | 0.14457 | 0
|  |  | 3 | 0 | 1.2741 | 0.3346 | 0.1746 | 0.13 | 0.13 | 0.14457 | 0
|  |  | 4 | 0 | 1.2786 | 0.3346 | 0.1746 | 0.13 | 0.13 | 0.14457 | 0
|  |  | 5 | 0 | 1.2843 | 0.3346 | 0.1746 | 0.13 | 0.13 | 0.14457 | 0
|  |  | 6 | 0 | 1.4323 | 0.3346 | 0.1746 | 0.13 | 0.13 | 0.28914 | 0
|  |  | 7 | 0 | 2.6639 | 0.3346 | 0.1746 | 0.13 | 0.13 | 1.1802 | 0
|  |  | 8 | 0.57 | 0 | 0.3346 | 0.1746 | 0.13 | 0.13 | 0.38286 | 0
|  |  | 9 | 2.9709 | 0 | 0.3346 | 0.1746 | 0.13 | 0.13 | 0.16827 | 0
|  |  | 10 | 8.0153 | 0 | 0.3346 | 0.1746 | 0.13 | 0.13 | 0.16827 | 0
|  |  | 11 | 13.6969 | 0 | 0.3346 | 0.1746 | 0.13 | 0.13 | 0.16827 | 0
|  |  | 12 | 12.8527 | 0 | 0.3346 | 0.1746 | 0.13 | 0.13 | 0.16827 | 0
|  |  | 13 | 15.3741 | 0 | 0.3346 | 0.1746 | 0.13 | 0.13 | 1.2503 | 0
|  |  | 14 | 13.2708 | 0 | 0.3346 | 0.1746 | 0.13 | 0.13 | 0.38286 | 0
|  |  | 15 | 10.7776 | 0 | 0.3346 | 0.1746 | 0.13 | 0.13 | 0.16827 | 0
|  |  | 16 | 5.0456 | 0 | 0.3346 | 0.1746 | 0.13 | 0.13 | 0.16827 | 0
|  |  | 17 | 0 | 0 | 0.3346 | 0.1746 | 0.13 | 0.13 | 0.16827 | 0
|  |  | 18 | 0 | 0.38286 | 0.3346 | 0.1746 | 0.13 | 0.13 | 0.38286 | 0
|  |  | 19 | 0 | 1.2503 | 0.3346 | 0.1746 | 0.13 | 0.13 | 1.2503 | 0
|  |  | 20 | 0 | 1.6831 | 0.3346 | 0.1746 | 0.13 | 0.13 | 1.5157 | 0
|  |  | 21 | 0 | 0.36293 | 0.3346 | 0.1746 | 0.13 | 0.13 | 0.35916 | 0
|  |  | 22 | 0 | 0.2929 | 0.3346 | 0.1746 | 0.13 | 0.13 | 0.28914 | 0
|  |  | 23 | 0 | 0.60702 | 0.3346 | 0.1746 | 0.13 | 0.13 | 0.28914 | 0
|  |  | 24 | 0 | 1.2215 | 0.3346 | 0.1746 | 0.13 | 0.13 | 0.14457 | 0
|  | 6 | 1 | 0 | 1.7082 | 0.3346 | 0.1746 | 0.13 | 0.13 | 0.14457 | 0
|  |  | 2 | 0 | 1.8902 | 0.3346 | 0.1746 | 0.13 | 0.13 | 0.14457 | 0
|  |  | 3 | 0 | 0.14457 | 0.3346 | 0.1746 | 0.13 | 0.13 | 0.14457 | 0
|  |  | 4 | 0 | 0.14457 | 0.3346 | 0.1746 | 0.13 | 0.13 | 0.14457 | 0
|  |  | 5 | 0 | 0.14457 | 0.3346 | 0.1746 | 0.13 | 0.13 | 0.14457 | 0
|  |  | 6 | 0 | 2.201 | 0.3346 | 0.1746 | 0.13 | 0.13 | 0.28914 | 0
|  |  | 7 | 0 | 1.9853 | 0.3346 | 0.1746 | 0.13 | 0.13 | 1.1802 | 0
|  |  | 8 | 5.3621 | 0 | 0.3346 | 0.1746 | 0.13 | 0.13 | 0.38286 | 0
|  |  | 9 | 12.4406 | 0 | 0.3346 | 0.1746 | 0.13 | 0.13 | 0.16827 | 0
|  |  | 10 | 16.6716 | 0 | 0.3346 | 0.1746 | 0.13 | 0.13 | 0.16827 | 0
|  |  | 11 | 20.2643 | 0 | 0.3346 | 0.1746 | 0.13 | 0.13 | 0.16827 | 0
|  |  | 12 | 22.2986 | 0 | 0.3346 | 0.1746 | 0.13 | 0.13 | 0.16827 | 0
|  |  | 13 | 21.0021 | 0 | 0.3346 | 0.1746 | 0.13 | 0.13 | 1.2503 | 0
|  |  | 14 | 20.7297 | 0 | 0.3346 | 0.1746 | 0.13 | 0.13 | 0.38286 | 0
|  |  | 15 | 17.2264 | 0 | 0.3346 | 0.1746 | 0.13 | 0.13 | 0.16827 | 0
|  |  | 16 | 12.1489 | 0 | 0.3346 | 0.1746 | 0.13 | 0.13 | 0.16827 | 0
|  |  | 17 | 5.6673 | 0 | 0.3346 | 0.1746 | 0.13 | 0.13 | 0.16827 | 0
|  |  | 18 | 0 | 0 | 0.3346 | 0.1746 | 0.13 | 0.13 | 0.38286 | 0
|  |  | 19 | 0 | 2.1195 | 0.3346 | 0.1746 | 0.13 | 0.13 | 1.2503 | 0
|  |  | 20 | 0 | 3.0308 | 0.3346 | 0.1746 | 0.13 | 0.13 | 1.5157 | 0
|  |  | 21 | 0 | 1.4066 | 0.3346 | 0.1746 | 0.13 | 0.13 | 0.35916 | 0
|  |  | 22 | 0 | 1.442 | 0.3346 | 0.1746 | 0.13 | 0.13 | 0.28914 | 0
|  |  | 23 | 0 | 1.5307 | 0.3346 | 0.1746 | 0.13 | 0.13 | 0.28914 | 0
|  |  | 24 | 0 | 1.5034 | 0.3346 | 0.1746 | 0.13 | 0.13 | 0.14457 | 0
|  | 7 | 1 | 0 | 0.14457 | 0.3346 | 0.1746 | 0.13 | 0.13 | 0.14457 | 0
|  |  | 2 | 0 | 0.14457 | 0.3346 | 0.1746 | 0.13 | 0.13 | 0.14457 | 0
|  |  | 3 | 0 | 0.14457 | 0.3346 | 0.1746 | 0.13 | 0.13 | 0.14457 | 0
|  |  | 4 | 0 | 0.14457 | 0.3346 | 0.1746 | 0.13 | 0.13 | 0.14457 | 0
|  |  | 5 | 0 | 0.14457 | 0.3346 | 0.1746 | 0.13 | 0.13 | 0.14457 | 0
|  |  | 6 | 0 | 0.28914 | 0.3346 | 0.1746 | 0.13 | 0.13 | 0.28914 | 0
|  |  | 7 | 0 | 0 | 0.3346 | 0.1746 | 0.13 | 0.13 | 1.1802 | 0
|  |  | 8 | 0 | 0.79029 | 0.3346 | 0.1746 | 0.13 | 0.13 | 0.38286 | 0
|  |  | 9 | 13.5325 | 0 | 0.3346 | 0.1746 | 0.13 | 0.13 | 0.16827 | 0
|  |  | 10 | 16.7238 | 0 | 0.3346 | 0.1746 | 0.13 | 0.13 | 0.16827 | 0
|  |  | 11 | 20.2006 | 0 | 0.3346 | 0.1746 | 0.13 | 0.13 | 0.16827 | 0
|  |  | 12 | 21.3403 | 0 | 0.3346 | 0.1746 | 0.13 | 0.13 | 0.16827 | 0
|  |  | 13 | 18.7589 | 0 | 0.3346 | 0.1746 | 0.13 | 0.13 | 1.2503 | 0
|  |  | 14 | 16.8695 | 0 | 0.3346 | 0.1746 | 0.13 | 0.13 | 0.38286 | 0
|  |  | 15 | 14.278 | 0 | 0.3346 | 0.1746 | 0.13 | 0.13 | 0.16827 | 0
|  |  | 16 | 9.2995 | 0 | 0.3346 | 0.1746 | 0.13 | 0.13 | 0.16827 | 0
|  |  | 17 | 4.5013 | 0 | 0.3346 | 0.1746 | 0.13 | 0.13 | 0.16827 | 0
|  |  | 18 | 0 | 0 | 0.3346 | 0.1746 | 0.13 | 0.13 | 0.38286 | 0
|  |  | 19 | 0 | 1.8789 | 0.3346 | 0.1746 | 0.13 | 0.13 | 1.2503 | 0
|  |  | 20 | 0 | 1.7304 | 0.3346 | 0.1746 | 0.13 | 0.13 | 1.5157 | 0
|  |  | 21 | 0 | 0.35916 | 0.3346 | 0.1746 | 0.13 | 0.13 | 0.35916 | 0
|  |  | 22 | 0 | 0.28914 | 0.3346 | 0.1746 | 0.13 | 0.13 | 0.28914 | 0
|  |  | 23 | 0 | 0.53336 | 0.3346 | 0.1746 | 0.13 | 0.13 | 0.28914 | 0
|  |  | 24 | 0 | 0.4235 | 0.3346 | 0.1746 | 0.13 | 0.13 | 0.14457 | 0
|  | 8 | 1 | 0 | 0.14457 | 0.3346 | 0.1746 | 0.13 | 0.13 | 0.14457 | 0
|  |  | 2 | 0 | 0.14457 | 0.3346 | 0.1746 | 0.13 | 0.13 | 0.14457 | 0
|  |  | 3 | 0 | 0.14457 | 0.3346 | 0.1746 | 0.13 | 0.13 | 0.14457 | 0
|  |  | 4 | 0 | 0.14457 | 0.3346 | 0.1746 | 0.13 | 0.13 | 0.14457 | 0
|  |  | 5 | 0 | 0.14457 | 0.3346 | 0.1746 | 0.13 | 0.13 | 0.14457 | 0
|  |  | 6 | 2.274 | 0 | 0.3346 | 0.1746 | 0.13 | 0.13 | 0.28914 | 0
|  |  | 7 | 7.0708 | 0 | 0.3346 | 0.1746 | 0.13 | 0.13 | 1.1802 | 0
|  |  | 8 | 13.4779 | 0 | 0.3346 | 0.1746 | 0.13 | 0.13 | 0.38286 | 0
|  |  | 9 | 18.6032 | 0 | 0.3346 | 0.1746 | 0.13 | 0.13 | 0.16827 | 0
|  |  | 10 | 22.5924 | 0 | 0.3346 | 0.1746 | 0.13 | 0.13 | 0.16827 | 0
|  |  | 11 | 25.1863 | 0 | 0.3346 | 0.1746 | 0.13 | 0.13 | 0.16827 | 0
|  |  | 12 | 26.2763 | 0 | 0.3346 | 0.1746 | 0.13 | 0.13 | 0.16827 | 0
|  |  | 13 | 24.7909 | 0 | 0.3346 | 0.1746 | 0.13 | 0.13 | 1.2503 | 0
|  |  | 14 | 24.3395 | 0 | 0.3346 | 0.1746 | 0.13 | 0.13 | 0.38286 | 0
|  |  | 15 | 21.7527 | 0 | 0.3346 | 0.1746 | 0.13 | 0.13 | 0.16827 | 0
|  |  | 16 | 17.5884 | 0 | 0.3346 | 0.1746 | 0.13 | 0.13 | 0.16827 | 0
|  |  | 17 | 12.6085 | 0 | 0.3346 | 0.1746 | 0.13 | 0.13 | 0.16827 | 0
|  |  | 18 | 7.6311 | 0 | 0.3346 | 0.1746 | 0.13 | 0.13 | 0.38286 | 0
|  |  | 19 | 0.81071 | 0 | 0.3346 | 0.1746 | 0.13 | 0.13 | 1.2503 | 0
|  |  | 20 | 0 | 1.5157 | 0.3346 | 0.1746 | 0.13 | 0.13 | 1.5157 | 0
|  |  | 21 | 0 | 0.35916 | 0.3346 | 0.1746 | 0.13 | 0.13 | 0.35916 | 0
|  |  | 22 | 0 | 0.28914 | 0.3346 | 0.1746 | 0.13 | 0.13 | 0.28914 | 0
|  |  | 23 | 0 | 0.28914 | 0.3346 | 0.1746 | 0.13 | 0.13 | 0.28914 | 0
|  |  | 24 | 0 | 0.14457 | 0.3346 | 0.1746 | 0.13 | 0.13 | 0.14457 | 0
|  | 9 | 1 | 0 | 0.14457 | 0.3346 | 0.1746 | 0.13 | 0.13 | 0.14457 | 0
|  |  | 2 | 0 | 0.14457 | 0.3346 | 0.1746 | 0.13 | 0.13 | 0.14457 | 0
|  |  | 3 | 0 | 0.14457 | 0.3346 | 0.1746 | 0.13 | 0.13 | 0.14457 | 0
|  |  | 4 | 0 | 0.14457 | 0.3346 | 0.1746 | 0.13 | 0.13 | 0.14457 | 0
|  |  | 5 | 0 | 0.14457 | 0.3346 | 0.1746 | 0.13 | 0.13 | 0.14457 | 0
|  |  | 6 | 2.4866 | 0 | 0.3346 | 0.1746 | 0.13 | 0.13 | 0.28914 | 0
|  |  | 7 | 6.8861 | 0 | 0.3346 | 0.1746 | 0.13 | 0.13 | 1.1802 | 0
|  |  | 8 | 13.5004 | 0 | 0.3346 | 0.1746 | 0.13 | 0.13 | 0.38286 | 0
|  |  | 9 | 18.8034 | 0 | 0.3346 | 0.1746 | 0.13 | 0.13 | 0.16827 | 0
|  |  | 10 | 22.7927 | 0 | 0.3346 | 0.1746 | 0.13 | 0.13 | 0.16827 | 0
|  |  | 11 | 25.7212 | 0 | 0.3346 | 0.1746 | 0.13 | 0.13 | 0.16827 | 0
|  |  | 12 | 27.42 | 0 | 0.3346 | 0.1746 | 0.13 | 0.13 | 0.16827 | 0
|  |  | 13 | 24.9255 | 0 | 0.3346 | 0.1746 | 0.13 | 0.13 | 1.2503 | 0
|  |  | 14 | 24.8447 | 0 | 0.3346 | 0.1746 | 0.13 | 0.13 | 0.38286 | 0
|  |  | 15 | 22.6656 | 0 | 0.3346 | 0.1746 | 0.13 | 0.13 | 0.16827 | 0
|  |  | 16 | 17.8871 | 0 | 0.3346 | 0.1746 | 0.13 | 0.13 | 0.16827 | 0
|  |  | 17 | 12.5354 | 0 | 0.3346 | 0.1746 | 0.13 | 0.13 | 0.16827 | 0
|  |  | 18 | 7.9099 | 0 | 0.3346 | 0.1746 | 0.13 | 0.13 | 0.38286 | 0
|  |  | 19 | 1.2075 | 0 | 0.3346 | 0.1746 | 0.13 | 0.13 | 1.2503 | 0
|  |  | 20 | 0 | 1.5157 | 0.3346 | 0.1746 | 0.13 | 0.13 | 1.5157 | 0
|  |  | 21 | 0 | 0.35916 | 0.3346 | 0.1746 | 0.13 | 0.13 | 0.35916 | 0
|  |  | 22 | 0 | 0.28914 | 0.3346 | 0.1746 | 0.13 | 0.13 | 0.28914 | 0
|  |  | 23 | 0 | 0.28914 | 0.3346 | 0.1746 | 0.13 | 0.13 | 0.28914 | 0
|  |  | 24 | 0 | 0.14457 | 0.3346 | 0.1746 | 0.13 | 0.13 | 0.14457 | 0
|  | 10 | 1 | 0 | 0.16325 | 0.3346 | 0.1746 | 0.13 | 0.13 | 0.14457 | 0
|  |  | 2 | 0 | 0.14457 | 0.3346 | 0.1746 | 0.13 | 0.13 | 0.14457 | 0
|  |  | 3 | 0 | 0.14457 | 0.3346 | 0.1746 | 0.13 | 0.13 | 0.14457 | 0
|  |  | 4 | 0 | 0.14457 | 0.3346 | 0.1746 | 0.13 | 0.13 | 0.14457 | 0
|  |  | 5 | 0 | 0.14457 | 0.3346 | 0.1746 | 0.13 | 0.13 | 0.14457 | 0
|  |  | 6 | 2.5808 | 0 | 0.3346 | 0.1746 | 0.13 | 0.13 | 0.28914 | 0
|  |  | 7 | 7.3095 | 0 | 0.3346 | 0.1746 | 0.13 | 0.13 | 1.1802 | 0
|  |  | 8 | 10.642 | 0 | 0.3346 | 0.1746 | 0.13 | 0.13 | 0.38286 | 0
|  |  | 9 | 15.665 | 0 | 0.3346 | 0.1746 | 0.13 | 0.13 | 0.16827 | 0
|  |  | 10 | 17.6229 | 0 | 0.3346 | 0.1746 | 0.13 | 0.13 | 0.16827 | 0
|  |  | 11 | 6.4505 | 0 | 0.3346 | 0.1746 | 0.13 | 0.13 | 0.16827 | 0
|  |  | 12 | 15.4099 | 0 | 0.3346 | 0.1746 | 0.13 | 0.13 | 0.16827 | 0
|  |  | 13 | 8.3087 | 0 | 0.3346 | 0.1746 | 0.13 | 0.13 | 1.2503 | 0
|  |  | 14 | 2.2953 | 0 | 0.3346 | 0.1746 | 0.13 | 0.13 | 0.38286 | 0
|  |  | 15 | 1.2091 | 0 | 0.3346 | 0.1746 | 0.13 | 0.13 | 0.16827 | 0
|  |  | 16 | 2.7018 | 0 | 0.3346 | 0.1746 | 0.13 | 0.13 | 0.16827 | 0
|  |  | 17 | 1.4781 | 0 | 0.3346 | 0.1746 | 0.13 | 0.13 | 0.16827 | 0
|  |  | 18 | 0 | 0 | 0.3346 | 0.1746 | 0.13 | 0.13 | 0.38286 | 0
|  |  | 19 | 0 | 1.716 | 0.3346 | 0.1746 | 0.13 | 0.13 | 1.2503 | 0
|  |  | 20 | 0 | 1.552 | 0.3346 | 0.1746 | 0.13 | 0.13 | 1.5157 | 0
|  |  | 21 | 0 | 0.95791 | 0.3346 | 0.1746 | 0.13 | 0.13 | 0.35916 | 0
|  |  | 22 | 0 | 0.2928 | 0.3346 | 0.1746 | 0.13 | 0.13 | 0.28914 | 0
|  |  | 23 | 0 | 0.29281 | 0.3346 | 0.1746 | 0.13 | 0.13 | 0.28914 | 0
|  |  | 24 | 0 | 0.14825 | 0.3346 | 0.1746 | 0.13 | 0.13 | 0.14457 | 0
|  | 11 | 1 | 0 | 3.0549 | 0 | 0 | 0 | 0 | 1.5157 | 0
|  | 12 | 1 | 0 | 0 | 0 | 0 | 0 | 0 | 1.5157 | 0
NaturalGas | Building1 | 1 | 1 | 0 | 0 | 0.14 | 0 | 0.23 | 0 | 0 | 0
|  |  | 2 | 0 | 0 | 0.14 | 0 | 0.23 | 0 | 0 | 0
|  |  | 3 | 0 | 0 | 0.14 | 0 | 0.23 | 0 | 0 | 0
|  |  | 4 | 0 | 0 | 0.14 | 0 | 0.23 | 0 | 0 | 0
|  |  | 5 | 0 | 0 | 0.14 | 0 | 0.23 | 0 | 0 | 0
|  |  | 6 | 0 | 0 | 0.14 | 0 | 0.23 | 0 | 0 | 0
|  |  | 7 | 0 | 0 | 0.14 | 0 | 0.23 | 0 | 0 | 0
|  |  | 8 | 0 | 0 | 0.14 | 0 | 0.23 | 0 | 0 | 0
|  |  | 9 | 0 | 0 | 0.14 | 0 | 0.23 | 0 | 0 | 0
|  |  | 10 | 0 | 0 | 0.14 | 0 | 0.23 | 0 | 0 | 0
|  |  | 11 | 0 | 0 | 0.14 | 0 | 0.23 | 0 | 0 | 0
|  |  | 12 | 0 | 0 | 0.14 | 0 | 0.23 | 0 | 0 | 0
|  |  | 13 | 0 | 0 | 0.14 | 0 | 0.23 | 0 | 0 | 0
|  |  | 14 | 0 | 0 | 0.14 | 0 | 0.23 | 0 | 0 | 0
|  |  | 15 | 0 | 0 | 0.14 | 0 | 0.23 | 0 | 0 | 0
|  |  | 16 | 0 | 0 | 0.14 | 0 | 0.23 | 0 | 0 | 0
|  |  | 17 | 0 | 0 | 0.14 | 0 | 0.23 | 0 | 0 | 0
|  |  | 18 | 0 | 0 | 0.14 | 0 | 0.23 | 0 | 0 | 0
|  |  | 19 | 0 | 0 | 0.14 | 0 | 0.23 | 0 | 0 | 0
|  |  | 20 | 0 | 0 | 0.14 | 0 | 0.23 | 0 | 0 | 0
|  |  | 21 | 0 | 0 | 0.14 | 0 | 0.23 | 0 | 0 | 0
|  |  | 22 | 0 | 0 | 0.14 | 0 | 0.23 | 0 | 0 | 0
|  |  | 23 | 0 | 0 | 0.14 | 0 | 0.23 | 0 | 0 | 0
|  |  | 24 | 0 | 0 | 0.14 | 0 | 0.23 | 0 | 0 | 0
|  | 2 | 1 | 0 | 0 | 0.14 | 0 | 0.23 | 0 | 0 | 0
|  |  | 2 | 0 | 0 | 0.14 | 0 | 0.23 | 0 | 0 | 0
|  |  | 3 | 0 | 0 | 0.14 | 0 | 0.23 | 0 | 0 | 0
|  |  | 4 | 0 | 0 | 0.14 | 0 | 0.23 | 0 | 0 | 0
|  |  | 5 | 0 | 0 | 0.14 | 0 | 0.23 | 0 | 0 | 0
|  |  | 6 | 0 | 0 | 0.14 | 0 | 0.23 | 0 | 0 | 0
|  |  | 7 | 0 | 0 | 0.14 | 0 | 0.23 | 0 | 0 | 0
|  |  | 8 | 0 | 0 | 0.14 | 0 | 0.23 | 0 | 0 | 0
|  |  | 9 | 0 | 0 | 0.14 | 0 | 0.23 | 0 | 0 | 0
|  |  | 10 | 0 | 0 | 0.14 | 0 | 0.23 | 0 | 0 | 0
|  |  | 11 | 0 | 0 | 0.14 | 0 | 0.23 | 0 | 0 | 0
|  |  | 12 | 0 | 0 | 0.14 | 0 | 0.23 | 0 | 0 | 0
|  |  | 13 | 0 | 0 | 0.14 | 0 | 0.23 | 0 | 0 | 0
|  |  | 14 | 0 | 0 | 0.14 | 0 | 0.23 | 0 | 0 | 0
|  |  | 15 | 0 | 0 | 0.14 | 0 | 0.23 | 0 | 0 | 0
|  |  | 16 | 0 | 0 | 0.14 | 0 | 0.23 | 0 | 0 | 0
|  |  | 17 | 0 | 0 | 0.14 | 0 | 0.23 | 0 | 0 | 0
|  |  | 18 | 0 | 0 | 0.14 | 0 | 0.23 | 0 | 0 | 0
|  |  | 19 | 0 | 0 | 0.14 | 0 | 0.23 | 0 | 0 | 0
|  |  | 20 | 0 | 0 | 0.14 | 0 | 0.23 | 0 | 0 | 0
|  |  | 21 | 0 | 0 | 0.14 | 0 | 0.23 | 0 | 0 | 0
|  |  | 22 | 0 | 0 | 0.14 | 0 | 0.23 | 0 | 0 | 0
|  |  | 23 | 0 | 0 | 0.14 | 0 | 0.23 | 0 | 0 | 0
|  |  | 24 | 0 | 0 | 0.14 | 0 | 0.23 | 0 | 0 | 0
|  | 3 | 1 | 0 | 0 | 0.14 | 0 | 0.23 | 0 | 0 | 0
|  |  | 2 | 0 | 0 | 0.14 | 0 | 0.23 | 0 | 0 | 0
|  |  | 3 | 0 | 0 | 0.14 | 0 | 0.23 | 0 | 0 | 0
|  |  | 4 | 0 | 0 | 0.14 | 0 | 0.23 | 0 | 0 | 0
|  |  | 5 | 0 | 0 | 0.14 | 0 | 0.23 | 0 | 0 | 0
|  |  | 6 | 0 | 0 | 0.14 | 0 | 0.23 | 0 | 0 | 0
|  |  | 7 | 0 | 0 | 0.14 | 0 | 0.23 | 0 | 0 | 0
|  |  | 8 | 0 | 0 | 0.14 | 0 | 0.23 | 0 | 0 | 0
|  |  | 9 | 0 | 0 | 0.14 | 0 | 0.23 | 0 | 0 | 0
|  |  | 10 | 0 | 0 | 0.14 | 0 | 0.23 | 0 | 0 | 0
|  |  | 11 | 0 | 0 | 0.14 | 0 | 0.23 | 0 | 0 | 0
|  |  | 12 | 0 | 0 | 0.14 | 0 | 0.23 | 0 | 0 | 0
|  |  | 13 | 0 | 0 | 0.14 | 0 | 0.23 | 0 | 0 | 0
|  |  | 14 | 0 | 0 | 0.14 | 0 | 0.23 | 0 | 0 | 0
|  |  | 15 | 0 | 0 | 0.14 | 0 | 0.23 | 0 | 0 | 0
|  |  | 16 | 0 | 0 | 0.14 | 0 | 0.23 | 0 | 0 | 0
|  |  | 17 | 0 | 0 | 0.14 | 0 | 0.23 | 0 | 0 | 0
|  |  | 18 | 0 | 0 | 0.14 | 0 | 0.23 | 0 | 0 | 0
|  |  | 19 | 0 | 0 | 0.14 | 0 | 0.23 | 0 | 0 | 0
|  |  | 20 | 0 | 0 | 0.14 | 0 | 0.23 | 0 | 0 | 0
|  |  | 21 | 0 | 0 | 0.14 | 0 | 0.23 | 0 | 0 | 0
|  |  | 22 | 0 | 0 | 0.14 | 0 | 0.23 | 0 | 0 | 0
|  |  | 23 | 0 | 0 | 0.14 | 0 | 0.23 | 0 | 0 | 0
|  |  | 24 | 0 | 0 | 0.14 | 0 | 0.23 | 0 | 0 | 0
|  | 4 | 1 | 0 | 0 | 0.14 | 0 | 0.23 | 0 | 0 | 0
|  |  | 2 | 0 | 0 | 0.14 | 0 | 0.23 | 0 | 0 | 0
|  |  | 3 | 0 | 0 | 0.14 | 0 | 0.23 | 0 | 0 | 0
|  |  | 4 | 0 | 0 | 0.14 | 0 | 0.23 | 0 | 0 | 0
|  |  | 5 | 0 | 0 | 0.14 | 0 | 0.23 | 0 | 0 | 0
|  |  | 6 | 0 | 0 | 0.14 | 0 | 0.23 | 0 | 0 | 0
|  |  | 7 | 0 | 0 | 0.14 | 0 | 0.23 | 0 | 0 | 0
|  |  | 8 | 0 | 0 | 0.14 | 0 | 0.23 | 0 | 0 | 0
|  |  | 9 | 0 | 0 | 0.14 | 0 | 0.23 | 0 | 0 | 0
|  |  | 10 | 0 | 0 | 0.14 | 0 | 0.23 | 0 | 0 | 0
|  |  | 11 | 0 | 0 | 0.14 | 0 | 0.23 | 0 | 0 | 0
|  |  | 12 | 0 | 0 | 0.14 | 0 | 0.23 | 0 | 0 | 0
|  |  | 13 | 0 | 0 | 0.14 | 0 | 0.23 | 0 | 0 | 0
|  |  | 14 | 0 | 0 | 0.14 | 0 | 0.23 | 0 | 0 | 0
|  |  | 15 | 0 | 0 | 0.14 | 0 | 0.23 | 0 | 0 | 0
|  |  | 16 | 0 | 0 | 0.14 | 0 | 0.23 | 0 | 0 | 0
|  |  | 17 | 0 | 0 | 0.14 | 0 | 0.23 | 0 | 0 | 0
|  |  | 18 | 0 | 0 | 0.14 | 0 | 0.23 | 0 | 0 | 0
|  |  | 19 | 0 | 0 | 0.14 | 0 | 0.23 | 0 | 0 | 0
|  |  | 20 | 0 | 0 | 0.14 | 0 | 0.23 | 0 | 0 | 0
|  |  | 21 | 0 | 0 | 0.14 | 0 | 0.23 | 0 | 0 | 0
|  |  | 22 | 0 | 0 | 0.14 | 0 | 0.23 | 0 | 0 | 0
|  |  | 23 | 0 | 0 | 0.14 | 0 | 0.23 | 0 | 0 | 0
|  |  | 24 | 0 | 0 | 0.14 | 0 | 0.23 | 0 | 0 | 0
|  | 5 | 1 | 0 | 0 | 0.14 | 0 | 0.23 | 0 | 0 | 0
|  |  | 2 | 0 | 0 | 0.14 | 0 | 0.23 | 0 | 0 | 0
|  |  | 3 | 0 | 0 | 0.14 | 0 | 0.23 | 0 | 0 | 0
|  |  | 4 | 0 | 0 | 0.14 | 0 | 0.23 | 0 | 0 | 0
|  |  | 5 | 0 | 0 | 0.14 | 0 | 0.23 | 0 | 0 | 0
|  |  | 6 | 0 | 0 | 0.14 | 0 | 0.23 | 0 | 0 | 0
|  |  | 7 | 0 | 0 | 0.14 | 0 | 0.23 | 0 | 0 | 0
|  |  | 8 | 0 | 0 | 0.14 | 0 | 0.23 | 0 | 0 | 0
|  |  | 9 | 0 | 0 | 0.14 | 0 | 0.23 | 0 | 0 | 0
|  |  | 10 | 0 | 0 | 0.14 | 0 | 0.23 | 0 | 0 | 0
|  |  | 11 | 0 | 0 | 0.14 | 0 | 0.23 | 0 | 0 | 0
|  |  | 12 | 0 | 0 | 0.14 | 0 | 0.23 | 0 | 0 | 0
|  |  | 13 | 0 | 0 | 0.14 | 0 | 0.23 | 0 | 0 | 0
|  |  | 14 | 0 | 0 | 0.14 | 0 | 0.23 | 0 | 0 | 0
|  |  | 15 | 0 | 0 | 0.14 | 0 | 0.23 | 0 | 0 | 0
|  |  | 16 | 0 | 0 | 0.14 | 0 | 0.23 | 0 | 0 | 0
|  |  | 17 | 0 | 0 | 0.14 | 0 | 0.23 | 0 | 0 | 0
|  |  | 18 | 0 | 0 | 0.14 | 0 | 0.23 | 0 | 0 | 0
|  |  | 19 | 0 | 0 | 0.14 | 0 | 0.23 | 0 | 0 | 0
|  |  | 20 | 0 | 0 | 0.14 | 0 | 0.23 | 0 | 0 | 0
|  |  | 21 | 0 | 0 | 0.14 | 0 | 0.23 | 0 | 0 | 0
|  |  | 22 | 0 | 0 | 0.14 | 0 | 0.23 | 0 | 0 | 0
|  |  | 23 | 0 | 0 | 0.14 | 0 | 0.23 | 0 | 0 | 0
|  |  | 24 | 0 | 0 | 0.14 | 0 | 0.23 | 0 | 0 | 0
|  | 6 | 1 | 0 | 0 | 0.14 | 0 | 0.23 | 0 | 0 | 0
|  |  | 2 | 0 | 0 | 0.14 | 0 | 0.23 | 0 | 0 | 0
|  |  | 3 | 0 | 0 | 0.14 | 0 | 0.23 | 0 | 0 | 0
|  |  | 4 | 0 | 0 | 0.14 | 0 | 0.23 | 0 | 0 | 0
|  |  | 5 | 0 | 0 | 0.14 | 0 | 0.23 | 0 | 0 | 0
|  |  | 6 | 0 | 0 | 0.14 | 0 | 0.23 | 0 | 0 | 0
|  |  | 7 | 0 | 0 | 0.14 | 0 | 0.23 | 0 | 0 | 0
|  |  | 8 | 0 | 0 | 0.14 | 0 | 0.23 | 0 | 0 | 0
|  |  | 9 | 0 | 0 | 0.14 | 0 | 0.23 | 0 | 0 | 0
|  |  | 10 | 0 | 0 | 0.14 | 0 | 0.23 | 0 | 0 | 0
|  |  | 11 | 0 | 0 | 0.14 | 0 | 0.23 | 0 | 0 | 0
|  |  | 12 | 0 | 0 | 0.14 | 0 | 0.23 | 0 | 0 | 0
|  |  | 13 | 0 | 0 | 0.14 | 0 | 0.23 | 0 | 0 | 0
|  |  | 14 | 0 | 0 | 0.14 | 0 | 0.23 | 0 | 0 | 0
|  |  | 15 | 0 | 0 | 0.14 | 0 | 0.23 | 0 | 0 | 0
|  |  | 16 | 0 | 0 | 0.14 | 0 | 0.23 | 0 | 0 | 0
|  |  | 17 | 0 | 0 | 0.14 | 0 | 0.23 | 0 | 0 | 0
|  |  | 18 | 0 | 0 | 0.14 | 0 | 0.23 | 0 | 0 | 0
|  |  | 19 | 0 | 0 | 0.14 | 0 | 0.23 | 0 | 0 | 0
|  |  | 20 | 0 | 0 | 0.14 | 0 | 0.23 | 0 | 0 | 0
|  |  | 21 | 0 | 0 | 0.14 | 0 | 0.23 | 0 | 0 | 0
|  |  | 22 | 0 | 0 | 0.14 | 0 | 0.23 | 0 | 0 | 0
|  |  | 23 | 0 | 0 | 0.14 | 0 | 0.23 | 0 | 0 | 0
|  |  | 24 | 0 | 0 | 0.14 | 0 | 0.23 | 0 | 0 | 0
|  | 7 | 1 | 0 | 0 | 0.14 | 0 | 0.23 | 0 | 0 | 0
|  |  | 2 | 0 | 0 | 0.14 | 0 | 0.23 | 0 | 0 | 0
|  |  | 3 | 0 | 0 | 0.14 | 0 | 0.23 | 0 | 0 | 0
|  |  | 4 | 0 | 0 | 0.14 | 0 | 0.23 | 0 | 0 | 0
|  |  | 5 | 0 | 0 | 0.14 | 0 | 0.23 | 0 | 0 | 0
|  |  | 6 | 0 | 0 | 0.14 | 0 | 0.23 | 0 | 0 | 0
|  |  | 7 | 0 | 0 | 0.14 | 0 | 0.23 | 0 | 0 | 0
|  |  | 8 | 0 | 0 | 0.14 | 0 | 0.23 | 0 | 0 | 0
|  |  | 9 | 0 | 0 | 0.14 | 0 | 0.23 | 0 | 0 | 0
|  |  | 10 | 0 | 0 | 0.14 | 0 | 0.23 | 0 | 0 | 0
|  |  | 11 | 0 | 0 | 0.14 | 0 | 0.23 | 0 | 0 | 0
|  |  | 12 | 0 | 0 | 0.14 | 0 | 0.23 | 0 | 0 | 0
|  |  | 13 | 0 | 0 | 0.14 | 0 | 0.23 | 0 | 0 | 0
|  |  | 14 | 0 | 0 | 0.14 | 0 | 0.23 | 0 | 0 | 0
|  |  | 15 | 0 | 0 | 0.14 | 0 | 0.23 | 0 | 0 | 0
|  |  | 16 | 0 | 0 | 0.14 | 0 | 0.23 | 0 | 0 | 0
|  |  | 17 | 0 | 0 | 0.14 | 0 | 0.23 | 0 | 0 | 0
|  |  | 18 | 0 | 0 | 0.14 | 0 | 0.23 | 0 | 0 | 0
|  |  | 19 | 0 | 0 | 0.14 | 0 | 0.23 | 0 | 0 | 0
|  |  | 20 | 0 | 0 | 0.14 | 0 | 0.23 | 0 | 0 | 0
|  |  | 21 | 0 | 0 | 0.14 | 0 | 0.23 | 0 | 0 | 0
|  |  | 22 | 0 | 0 | 0.14 | 0 | 0.23 | 0 | 0 | 0
|  |  | 23 | 0 | 0 | 0.14 | 0 | 0.23 | 0 | 0 | 0
|  |  | 24 | 0 | 0 | 0.14 | 0 | 0.23 | 0 | 0 | 0
|  | 8 | 1 | 0 | 0 | 0.14 | 0 | 0.23 | 0 | 0 | 0
|  |  | 2 | 0 | 0 | 0.14 | 0 | 0.23 | 0 | 0 | 0
|  |  | 3 | 0 | 0 | 0.14 | 0 | 0.23 | 0 | 0 | 0
|  |  | 4 | 0 | 0 | 0.14 | 0 | 0.23 | 0 | 0 | 0
|  |  | 5 | 0 | 0 | 0.14 | 0 | 0.23 | 0 | 0 | 0
|  |  | 6 | 0 | 0 | 0.14 | 0 | 0.23 | 0 | 0 | 0
|  |  | 7 | 0 | 0 | 0.14 | 0 | 0.23 | 0 | 0 | 0
|  |  | 8 | 0 | 0 | 0.14 | 0 | 0.23 | 0 | 0 | 0
|  |  | 9 | 0 | 0 | 0.14 | 0 | 0.23 | 0 | 0 | 0
|  |  | 10 | 0 | 0 | 0.14 | 0 | 0.23 | 0 | 0 | 0
|  |  | 11 | 0 | 0 | 0.14 | 0 | 0.23 | 0 | 0 | 0
|  |  | 12 | 0 | 0 | 0.14 | 0 | 0.23 | 0 | 0 | 0
|  |  | 13 | 0 | 0 | 0.14 | 0 | 0.23 | 0 | 0 | 0
|  |  | 14 | 0 | 0 | 0.14 | 0 | 0.23 | 0 | 0 | 0
|  |  | 15 | 0 | 0 | 0.14 | 0 | 0.23 | 0 | 0 | 0
|  |  | 16 | 0 | 0 | 0.14 | 0 | 0.23 | 0 | 0 | 0
|  |  | 17 | 0 | 0 | 0.14 | 0 | 0.23 | 0 | 0 | 0
|  |  | 18 | 0 | 0 | 0.14 | 0 | 0.23 | 0 | 0 | 0
|  |  | 19 | 0 | 0 | 0.14 | 0 | 0.23 | 0 | 0 | 0
|  |  | 20 | 0 | 0 | 0.14 | 0 | 0.23 | 0 | 0 | 0
|  |  | 21 | 0 | 0 | 0.14 | 0 | 0.23 | 0 | 0 | 0
|  |  | 22 | 0 | 0 | 0.14 | 0 | 0.23 | 0 | 0 | 0
|  |  | 23 | 0 | 0 | 0.14 | 0 | 0.23 | 0 | 0 | 0
|  |  | 24 | 0 | 0 | 0.14 | 0 | 0.23 | 0 | 0 | 0
|  | 9 | 1 | 0 | 0 | 0.14 | 0 | 0.23 | 0 | 0 | 0
|  |  | 2 | 0 | 0 | 0.14 | 0 | 0.23 | 0 | 0 | 0
|  |  | 3 | 0 | 0 | 0.14 | 0 | 0.23 | 0 | 0 | 0
|  |  | 4 | 0 | 0 | 0.14 | 0 | 0.23 | 0 | 0 | 0
|  |  | 5 | 0 | 0 | 0.14 | 0 | 0.23 | 0 | 0 | 0
|  |  | 6 | 0 | 0 | 0.14 | 0 | 0.23 | 0 | 0 | 0
|  |  | 7 | 0 | 0 | 0.14 | 0 | 0.23 | 0 | 0 | 0
|  |  | 8 | 0 | 0 | 0.14 | 0 | 0.23 | 0 | 0 | 0
|  |  | 9 | 0 | 0 | 0.14 | 0 | 0.23 | 0 | 0 | 0
|  |  | 10 | 0 | 0 | 0.14 | 0 | 0.23 | 0 | 0 | 0
|  |  | 11 | 0 | 0 | 0.14 | 0 | 0.23 | 0 | 0 | 0
|  |  | 12 | 0 | 0 | 0.14 | 0 | 0.23 | 0 | 0 | 0
|  |  | 13 | 0 | 0 | 0.14 | 0 | 0.23 | 0 | 0 | 0
|  |  | 14 | 0 | 0 | 0.14 | 0 | 0.23 | 0 | 0 | 0
|  |  | 15 | 0 | 0 | 0.14 | 0 | 0.23 | 0 | 0 | 0
|  |  | 16 | 0 | 0 | 0.14 | 0 | 0.23 | 0 | 0 | 0
|  |  | 17 | 0 | 0 | 0.14 | 0 | 0.23 | 0 | 0 | 0
|  |  | 18 | 0 | 0 | 0.14 | 0 | 0.23 | 0 | 0 | 0
|  |  | 19 | 0 | 0 | 0.14 | 0 | 0.23 | 0 | 0 | 0
|  |  | 20 | 0 | 0 | 0.14 | 0 | 0.23 | 0 | 0 | 0
|  |  | 21 | 0 | 0 | 0.14 | 0 | 0.23 | 0 | 0 | 0
|  |  | 22 | 0 | 0 | 0.14 | 0 | 0.23 | 0 | 0 | 0
|  |  | 23 | 0 | 0 | 0.14 | 0 | 0.23 | 0 | 0 | 0
|  |  | 24 | 0 | 0 | 0.14 | 0 | 0.23 | 0 | 0 | 0
|  | 10 | 1 | 0 | 0 | 0.14 | 0 | 0.23 | 0 | 0 | 0
|  |  | 2 | 0 | 0 | 0.14 | 0 | 0.23 | 0 | 0 | 0
|  |  | 3 | 0 | 0 | 0.14 | 0 | 0.23 | 0 | 0 | 0
|  |  | 4 | 0 | 0 | 0.14 | 0 | 0.23 | 0 | 0 | 0
|  |  | 5 | 0 | 0 | 0.14 | 0 | 0.23 | 0 | 0 | 0
|  |  | 6 | 0 | 0 | 0.14 | 0 | 0.23 | 0 | 0 | 0
|  |  | 7 | 0 | 0 | 0.14 | 0 | 0.23 | 0 | 0 | 0
|  |  | 8 | 0 | 0 | 0.14 | 0 | 0.23 | 0 | 0 | 0
|  |  | 9 | 0 | 0 | 0.14 | 0 | 0.23 | 0 | 0 | 0
|  |  | 10 | 0 | 0 | 0.14 | 0 | 0.23 | 0 | 0 | 0
|  |  | 11 | 0 | 0 | 0.14 | 0 | 0.23 | 0 | 0 | 0
|  |  | 12 | 0 | 0 | 0.14 | 0 | 0.23 | 0 | 0 | 0
|  |  | 13 | 0 | 0 | 0.14 | 0 | 0.23 | 0 | 0 | 0
|  |  | 14 | 0 | 0 | 0.14 | 0 | 0.23 | 0 | 0 | 0
|  |  | 15 | 0 | 0 | 0.14 | 0 | 0.23 | 0 | 0 | 0
|  |  | 16 | 0 | 0 | 0.14 | 0 | 0.23 | 0 | 0 | 0
|  |  | 17 | 0 | 0 | 0.14 | 0 | 0.23 | 0 | 0 | 0
|  |  | 18 | 0 | 0 | 0.14 | 0 | 0.23 | 0 | 0 | 0
|  |  | 19 | 0 | 0 | 0.14 | 0 | 0.23 | 0 | 0 | 0
|  |  | 20 | 0 | 0 | 0.14 | 0 | 0.23 | 0 | 0 | 0
|  |  | 21 | 0 | 0 | 0.14 | 0 | 0.23 | 0 | 0 | 0
|  |  | 22 | 0 | 0 | 0.14 | 0 | 0.23 | 0 | 0 | 0
|  |  | 23 | 0 | 0 | 0.14 | 0 | 0.23 | 0 | 0 | 0
|  |  | 24 | 0 | 0 | 0.14 | 0 | 0.23 | 0 | 0 | 0
Electricity | Network | 1 | 1 | 0 | 1.7433 | 0.3346 | 0.1746 | 0.13 | 0.13 | 0.14457 | 0
|  |  | 2 | 0 | 1.9946 | 0.3346 | 0.1746 | 0.13 | 0.13 | 0.14457 | 0
|  |  | 3 | 0 | 2.0732 | 0.3346 | 0.1746 | 0.13 | 0.13 | 0.14457 | 0
|  |  | 4 | 0 | 0.60108 | 0.3346 | 0.1746 | 0.13 | 0.13 | 0.14457 | 0
|  |  | 5 | 0 | 0.14457 | 0.3346 | 0.1746 | 0.13 | 0.13 | 0.14457 | 0
|  |  | 6 | 0 | 0.28914 | 0.3346 | 0.1746 | 0.13 | 0.13 | 0.28914 | 0
|  |  | 7 | 0.21114 | 0 | 0.3346 | 0.1746 | 0.13 | 0.13 | 1.1802 | 0
|  |  | 8 | 7.6578 | 0 | 0.3346 | 0.1746 | 0.13 | 0.13 | 0.38286 | 0
|  |  | 9 | 13.5545 | 0 | 0.3346 | 0.1746 | 0.13 | 0.13 | 0.16827 | 0
|  |  | 10 | 13.7787 | 0 | 0.3346 | 0.1746 | 0.13 | 0.13 | 0.16827 | 0
|  |  | 11 | 22.0218 | 0 | 0.3346 | 0.1746 | 0.13 | 0.13 | 0.16827 | 0
|  |  | 12 | 23.167 | 0 | 0.3346 | 0.1746 | 0.13 | 0.13 | 0.16827 | 0
|  |  | 13 | 23.2979 | 0 | 0.3346 | 0.1746 | 0.13 | 0.13 | 1.2503 | 0
|  |  | 14 | 22.527 | 0 | 0.3346 | 0.1746 | 0.13 | 0.13 | 0.38286 | 0
|  |  | 15 | 15.0345 | 0 | 0.3346 | 0.1746 | 0.13 | 0.13 | 0.16827 | 0
|  |  | 16 | 7.122 | 0 | 0.3346 | 0.1746 | 0.13 | 0.13 | 0.16827 | 0
|  |  | 17 | 3.1143 | 0 | 0.3346 | 0.1746 | 0.13 | 0.13 | 0.16827 | 0
|  |  | 18 | 0 | 0 | 0.3346 | 0.1746 | 0.13 | 0.13 | 0.38286 | 0
|  |  | 19 | -3.4483e-13 | 2.4413 | 0.3346 | 0.1746 | 0.13 | 0.13 | 1.2503 | 0
|  |  | 20 | -6.8966e-13 | 2.8878 | 0.3346 | 0.1746 | 0.13 | 0.13 | 1.5157 | 0
|  |  | 21 | -3.4483e-13 | 1.5582 | 0.3346 | 0.1746 | 0.13 | 0.13 | 0.35916 | 0
|  |  | 22 | -3.4483e-13 | 1.4848 | 0.3346 | 0.1746 | 0.13 | 0.13 | 0.28914 | 0
|  |  | 23 | 0 | 1.471 | 0.3346 | 0.1746 | 0.13 | 0.13 | 0.28914 | 0
|  |  | 24 | -6.8966e-13 | 1.3364 | 0.3346 | 0.1746 | 0.13 | 0.13 | 0.14457 | 0
|  | 2 | 1 | -4.918e-13 | 1.7474 | 0.3346 | 0.1746 | 0.13 | 0.13 | 0.14457 | 0
|  |  | 2 | -4.918e-13 | 1.7249 | 0.3346 | 0.1746 | 0.13 | 0.13 | 0.14457 | 0
|  |  | 3 | -4.918e-13 | 1.7805 | 0.3346 | 0.1746 | 0.13 | 0.13 | 0.14457 | 0
|  |  | 4 | -3.2787e-13 | 1.8055 | 0.3346 | 0.1746 | 0.13 | 0.13 | 0.14457 | 0
|  |  | 5 | -4.918e-13 | 1.854 | 0.3346 | 0.1746 | 0.13 | 0.13 | 0.14457 | 0
|  |  | 6 | -3.2787e-13 | 2.0284 | 0.3346 | 0.1746 | 0.13 | 0.13 | 0.28914 | 0
|  |  | 7 | -4.918e-13 | 3.2912 | 0.3346 | 0.1746 | 0.13 | 0.13 | 1.1802 | 0
|  |  | 8 | -4.918e-13 | 1.9324 | 0.3346 | 0.1746 | 0.13 | 0.13 | 0.38286 | 0
|  |  | 9 | 1.025 | 0 | 0.3346 | 0.1746 | 0.13 | 0.13 | 0.16827 | 0
|  |  | 10 | 2.4841 | 0 | 0.3346 | 0.1746 | 0.13 | 0.13 | 0.16827 | 0
|  |  | 11 | 2.2611 | 0 | 0.3346 | 0.1746 | 0.13 | 0.13 | 0.16827 | 0
|  |  | 12 | 5.795 | 0 | 0.3346 | 0.1746 | 0.13 | 0.13 | 0.16827 | 0
|  |  | 13 | 2.2632 | 0 | 0.3346 | 0.1746 | 0.13 | 0.13 | 1.2503 | 0
|  |  | 14 | 3.9237 | 0 | 0.3346 | 0.1746 | 0.13 | 0.13 | 0.38286 | 0
|  |  | 15 | 1.0666 | 0 | 0.3346 | 0.1746 | 0.13 | 0.13 | 0.16827 | 0
|  |  | 16 | 1.1979 | 0 | 0.3346 | 0.1746 | 0.13 | 0.13 | 0.16827 | 0
|  |  | 17 | -4.918e-13 | 0.14004 | 0.3346 | 0.1746 | 0.13 | 0.13 | 0.16827 | 0
|  |  | 18 | -6.5574e-13 | 0.39334 | 0.3346 | 0.1746 | 0.13 | 0.13 | 0.38286 | 0
|  |  | 19 | -4.918e-13 | 2.7315 | 0.3346 | 0.1746 | 0.13 | 0.13 | 1.2503 | 0
|  |  | 20 | -4.918e-13 | 3.2359 | 0.3346 | 0.1746 | 0.13 | 0.13 | 1.5157 | 0
|  |  | 21 | -4.918e-13 | 1.9323 | 0.3346 | 0.1746 | 0.13 | 0.13 | 0.35916 | 0
|  |  | 22 | -4.918e-13 | 1.9147 | 0.3346 | 0.1746 | 0.13 | 0.13 | 0.28914 | 0
|  |  | 23 | -6.5574e-13 | 1.9753 | 0.3346 | 0.1746 | 0.13 | 0.13 | 0.28914 | 0
|  |  | 24 | -4.918e-13 | 1.4252 | 0.3346 | 0.1746 | 0.13 | 0.13 | 0.14457 | 0
|  | 3 | 1 | -4.5455e-13 | 2.3577 | 0.3346 | 0.1746 | 0.13 | 0.13 | 0.14457 | 0
|  |  | 2 | -4.5455e-13 | 2.7121 | 0.3346 | 0.1746 | 0.13 | 0.13 | 0.14457 | 0
|  |  | 3 | -4.5455e-13 | 2.8148 | 0.3346 | 0.1746 | 0.13 | 0.13 | 0.14457 | 0
|  |  | 4 | 0 | 2.8441 | 0.3346 | 0.1746 | 0.13 | 0.13 | 0.14457 | 0
|  |  | 5 | 0 | 2.8554 | 0.3346 | 0.1746 | 0.13 | 0.13 | 0.14457 | 0
|  |  | 6 | -4.5455e-13 | 3.1544 | 0.3346 | 0.1746 | 0.13 | 0.13 | 0.28914 | 0
|  |  | 7 | -4.5455e-13 | 4.0532 | 0.3346 | 0.1746 | 0.13 | 0.13 | 1.1802 | 0
|  |  | 8 | -4.5455e-13 | 2.649 | 0.3346 | 0.1746 | 0.13 | 0.13 | 0.38286 | 0
|  |  | 9 | -4.5455e-13 | 0.51442 | 0.3346 | 0.1746 | 0.13 | 0.13 | 0.16827 | 0
|  |  | 10 | 1.2547 | 0 | 0.3346 | 0.1746 | 0.13 | 0.13 | 0.16827 | 0
|  |  | 11 | 2.9221 | 0 | 0.3346 | 0.1746 | 0.13 | 0.13 | 0.16827 | 0
|  |  | 12 | 2.1636 | 0 | 0.3346 | 0.1746 | 0.13 | 0.13 | 0.16827 | 0
|  |  | 13 | 0.81787 | 0 | 0.3346 | 0.1746 | 0.13 | 0.13 | 1.2503 | 0
|  |  | 14 | 1.3436 | 0 | 0.3346 | 0.1746 | 0.13 | 0.13 | 0.38286 | 0
|  |  | 15 | 0.16435 | 0 | 0.3346 | 0.1746 | 0.13 | 0.13 | 0.16827 | 0
|  |  | 16 | 0 | 0 | 0.3346 | 0.1746 | 0.13 | 0.13 | 0.16827 | 0
|  |  | 17 | -4.5455e-13 | 2.0314 | 0.3346 | 0.1746 | 0.13 | 0.13 | 0.16827 | 0
|  |  | 18 | -4.5455e-13 | 2.4235 | 0.3346 | 0.1746 | 0.13 | 0.13 | 0.38286 | 0
|  |  | 19 | -4.5455e-13 | 3.4746 | 0.3346 | 0.1746 | 0.13 | 0.13 | 1.2503 | 0
|  |  | 20 | -4.5455e-13 | 1.6997 | 0.3346 | 0.1746 | 0.13 | 0.13 | 1.5157 | 0
|  |  | 21 | 0 | 2.5488 | 0.3346 | 0.1746 | 0.13 | 0.13 | 0.35916 | 0
|  |  | 22 | -4.5455e-13 | 2.9986 | 0.3346 | 0.1746 | 0.13 | 0.13 | 0.28914 | 0
|  |  | 23 | 0 | 3.0629 | 0.3346 | 0.1746 | 0.13 | 0.13 | 0.28914 | 0
|  |  | 24 | 0 | 2.9493 | 0.3346 | 0.1746 | 0.13 | 0.13 | 0.14457 | 0
|  | 4 | 1 | -6.25e-13 | 2.9373 | 0.3346 | 0.1746 | 0.13 | 0.13 | 0.14457 | 0
|  |  | 2 | -6.25e-13 | 2.9321 | 0.3346 | 0.1746 | 0.13 | 0.13 | 0.14457 | 0
|  |  | 3 | -3.125e-13 | 2.9282 | 0.3346 | 0.1746 | 0.13 | 0.13 | 0.14457 | 0
|  |  | 4 | -3.125e-13 | 2.925 | 0.3346 | 0.1746 | 0.13 | 0.13 | 0.14457 | 0
|  |  | 5 | -3.125e-13 | 2.9224 | 0.3346 | 0.1746 | 0.13 | 0.13 | 0.14457 | 0
|  |  | 6 | -6.25e-13 | 3.0643 | 0.3346 | 0.1746 | 0.13 | 0.13 | 0.28914 | 0
|  |  | 7 | -6.25e-13 | 3.9526 | 0.3346 | 0.1746 | 0.13 | 0.13 | 1.1802 | 0
|  |  | 8 | -3.125e-13 | 3.15 | 0.3346 | 0.1746 | 0.13 | 0.13 | 0.38286 | 0
|  |  | 9 | -6.25e-13 | 0.007146 | 0.3346 | 0.1746 | 0.13 | 0.13 | 0.16827 | 0
|  |  | 10 | 3.7211 | 0 | 0.3346 | 0.1746 | 0.13 | 0.13 | 0.16827 | 0
|  |  | 11 | 8.3363 | 0 | 0.3346 | 0.1746 | 0.13 | 0.13 | 0.16827 | 0
|  |  | 12 | 11.487 | 0 | 0.3346 | 0.1746 | 0.13 | 0.13 | 0.16827 | 0
|  |  | 13 | 9.6774 | 0 | 0.3346 | 0.1746 | 0.13 | 0.13 | 1.2503 | 0
|  |  | 14 | 9.2021 | 0 | 0.3346 | 0.1746 | 0.13 | 0.13 | 0.38286 | 0
|  |  | 15 | 5.5825 | 0 | 0.3346 | 0.1746 | 0.13 | 0.13 | 0.16827 | 0
|  |  | 16 | 1.1857 | 0 | 0.3346 | 0.1746 | 0.13 | 0.13 | 0.16827 | 0
|  |  | 17 | -6.25e-13 | 1.9973 | 0.3346 | 0.1746 | 0.13 | 0.13 | 0.16827 | 0
|  |  | 18 | -3.125e-13 | 2.325 | 0.3346 | 0.1746 | 0.13 | 0.13 | 0.38286 | 0
|  |  | 19 | -6.25e-13 | 3.8913 | 0.3346 | 0.1746 | 0.13 | 0.13 | 1.2503 | 0
|  |  | 20 | -3.125e-13 | 4.3576 | 0.3346 | 0.1746 | 0.13 | 0.13 | 1.5157 | 0
|  |  | 21 | -6.25e-13 | 3.1616 | 0.3346 | 0.1746 | 0.13 | 0.13 | 0.35916 | 0
|  |  | 22 | -6.25e-13 | 3.0847 | 0.3346 | 0.1746 | 0.13 | 0.13 | 0.28914 | 0
|  |  | 23 | -3.125e-13 | 3.0785 | 0.3346 | 0.1746 | 0.13 | 0.13 | 0.28914 | 0
|  |  | 24 | -3.125e-13 | 2.9289 | 0.3346 | 0.1746 | 0.13 | 0.13 | 0.14457 | 0
|  | 5 | 1 | -5.2632e-13 | 1.213 | 0.3346 | 0.1746 | 0.13 | 0.13 | 0.14457 | 0
|  |  | 2 | -5.2632e-13 | 1.2534 | 0.3346 | 0.1746 | 0.13 | 0.13 | 0.14457 | 0
|  |  | 3 | -5.2632e-13 | 1.2741 | 0.3346 | 0.1746 | 0.13 | 0.13 | 0.14457 | 0
|  |  | 4 | -5.2632e-13 | 1.2786 | 0.3346 | 0.1746 | 0.13 | 0.13 | 0.14457 | 0
|  |  | 5 | -5.2632e-13 | 1.2843 | 0.3346 | 0.1746 | 0.13 | 0.13 | 0.14457 | 0
|  |  | 6 | -5.2632e-13 | 1.4323 | 0.3346 | 0.1746 | 0.13 | 0.13 | 0.28914 | 0
|  |  | 7 | -5.2632e-13 | 2.6639 | 0.3346 | 0.1746 | 0.13 | 0.13 | 1.1802 | 0
|  |  | 8 | 0.57 | 0 | 0.3346 | 0.1746 | 0.13 | 0.13 | 0.38286 | 0
|  |  | 9 | 2.9709 | 0 | 0.3346 | 0.1746 | 0.13 | 0.13 | 0.16827 | 0
|  |  | 10 | 8.0153 | 0 | 0.3346 | 0.1746 | 0.13 | 0.13 | 0.16827 | 0
|  |  | 11 | 13.6969 | 0 | 0.3346 | 0.1746 | 0.13 | 0.13 | 0.16827 | 0
|  |  | 12 | 12.8527 | 0 | 0.3346 | 0.1746 | 0.13 | 0.13 | 0.16827 | 0
|  |  | 13 | 15.3741 | 0 | 0.3346 | 0.1746 | 0.13 | 0.13 | 1.2503 | 0
|  |  | 14 | 13.2708 | 0 | 0.3346 | 0.1746 | 0.13 | 0.13 | 0.38286 | 0
|  |  | 15 | 10.7776 | 0 | 0.3346 | 0.1746 | 0.13 | 0.13 | 0.16827 | 0
|  |  | 16 | 5.0456 | 0 | 0.3346 | 0.1746 | 0.13 | 0.13 | 0.16827 | 0
|  |  | 17 | 0 | 0 | 0.3346 | 0.1746 | 0.13 | 0.13 | 0.16827 | 0
|  |  | 18 | -5.2632e-13 | 0.38286 | 0.3346 | 0.1746 | 0.13 | 0.13 | 0.38286 | 0
|  |  | 19 | -5.2632e-13 | 1.2503 | 0.3346 | 0.1746 | 0.13 | 0.13 | 1.2503 | 0
|  |  | 20 | 0 | 1.6831 | 0.3346 | 0.1746 | 0.13 | 0.13 | 1.5157 | 0
|  |  | 21 | -5.2632e-13 | 0.36293 | 0.3346 | 0.1746 | 0.13 | 0.13 | 0.35916 | 0
|  |  | 22 | -5.2632e-13 | 0.2929 | 0.3346 | 0.1746 | 0.13 | 0.13 | 0.28914 | 0
|  |  | 23 | 0 | 0.60702 | 0.3346 | 0.1746 | 0.13 | 0.13 | 0.28914 | 0
|  |  | 24 | -5.2632e-13 | 1.2215 | 0.3346 | 0.1746 | 0.13 | 0.13 | 0.14457 | 0
|  | 6 | 1 | -6.4516e-13 | 1.7082 | 0.3346 | 0.1746 | 0.13 | 0.13 | 0.14457 | 0
|  |  | 2 | -6.4516e-13 | 1.8902 | 0.3346 | 0.1746 | 0.13 | 0.13 | 0.14457 | 0
|  |  | 3 | -6.4516e-13 | 0.14457 | 0.3346 | 0.1746 | 0.13 | 0.13 | 0.14457 | 0
|  |  | 4 | -6.4516e-13 | 0.14457 | 0.3346 | 0.1746 | 0.13 | 0.13 | 0.14457 | 0
|  |  | 5 | -6.4516e-13 | 0.14457 | 0.3346 | 0.1746 | 0.13 | 0.13 | 0.14457 | 0
|  |  | 6 | -3.2258e-13 | 2.201 | 0.3346 | 0.1746 | 0.13 | 0.13 | 0.28914 | 0
|  |  | 7 | -3.2258e-13 | 1.9853 | 0.3346 | 0.1746 | 0.13 | 0.13 | 1.1802 | 0
|  |  | 8 | 5.3621 | 0 | 0.3346 | 0.1746 | 0.13 | 0.13 | 0.38286 | 0
|  |  | 9 | 12.4406 | 0 | 0.3346 | 0.1746 | 0.13 | 0.13 | 0.16827 | 0
|  |  | 10 | 16.6716 | 0 | 0.3346 | 0.1746 | 0.13 | 0.13 | 0.16827 | 0
|  |  | 11 | 20.2643 | 0 | 0.3346 | 0.1746 | 0.13 | 0.13 | 0.16827 | 0
|  |  | 12 | 22.2986 | 0 | 0.3346 | 0.1746 | 0.13 | 0.13 | 0.16827 | 0
|  |  | 13 | 21.0021 | 0 | 0.3346 | 0.1746 | 0.13 | 0.13 | 1.2503 | 0
|  |  | 14 | 20.7297 | 0 | 0.3346 | 0.1746 | 0.13 | 0.13 | 0.38286 | 0
|  |  | 15 | 17.2264 | 0 | 0.3346 | 0.1746 | 0.13 | 0.13 | 0.16827 | 0
|  |  | 16 | 12.1489 | 0 | 0.3346 | 0.1746 | 0.13 | 0.13 | 0.16827 | 0
|  |  | 17 | 5.6673 | 0 | 0.3346 | 0.1746 | 0.13 | 0.13 | 0.16827 | 0
|  |  | 18 | 0 | 0 | 0.3346 | 0.1746 | 0.13 | 0.13 | 0.38286 | 0
|  |  | 19 | -6.4516e-13 | 2.1195 | 0.3346 | 0.1746 | 0.13 | 0.13 | 1.2503 | 0
|  |  | 20 | -3.2258e-13 | 3.0308 | 0.3346 | 0.1746 | 0.13 | 0.13 | 1.5157 | 0
|  |  | 21 | -3.2258e-13 | 1.4066 | 0.3346 | 0.1746 | 0.13 | 0.13 | 0.35916 | 0
|  |  | 22 | -3.2258e-13 | 1.442 | 0.3346 | 0.1746 | 0.13 | 0.13 | 0.28914 | 0
|  |  | 23 | -6.4516e-13 | 1.5307 | 0.3346 | 0.1746 | 0.13 | 0.13 | 0.28914 | 0
|  |  | 24 | -3.2258e-13 | 1.5034 | 0.3346 | 0.1746 | 0.13 | 0.13 | 0.14457 | 0
|  | 7 | 1 | -2.1277e-13 | 0.14457 | 0.3346 | 0.1746 | 0.13 | 0.13 | 0.14457 | 0
|  |  | 2 | -2.1277e-13 | 0.14457 | 0.3346 | 0.1746 | 0.13 | 0.13 | 0.14457 | 0
|  |  | 3 | -2.1277e-13 | 0.14457 | 0.3346 | 0.1746 | 0.13 | 0.13 | 0.14457 | 0
|  |  | 4 | -2.1277e-13 | 0.14457 | 0.3346 | 0.1746 | 0.13 | 0.13 | 0.14457 | 0
|  |  | 5 | -2.1277e-13 | 0.14457 | 0.3346 | 0.1746 | 0.13 | 0.13 | 0.14457 | 0
|  |  | 6 | -4.2553e-13 | 0.28914 | 0.3346 | 0.1746 | 0.13 | 0.13 | 0.28914 | 0
|  |  | 7 | 0 | 0 | 0.3346 | 0.1746 | 0.13 | 0.13 | 1.1802 | 0
|  |  | 8 | -2.1277e-13 | 0.79029 | 0.3346 | 0.1746 | 0.13 | 0.13 | 0.38286 | 0
|  |  | 9 | 13.5325 | 0 | 0.3346 | 0.1746 | 0.13 | 0.13 | 0.16827 | 0
|  |  | 10 | 16.7238 | 0 | 0.3346 | 0.1746 | 0.13 | 0.13 | 0.16827 | 0
|  |  | 11 | 20.2006 | 0 | 0.3346 | 0.1746 | 0.13 | 0.13 | 0.16827 | 0
|  |  | 12 | 21.3403 | 0 | 0.3346 | 0.1746 | 0.13 | 0.13 | 0.16827 | 0
|  |  | 13 | 18.7589 | 0 | 0.3346 | 0.1746 | 0.13 | 0.13 | 1.2503 | 0
|  |  | 14 | 16.8695 | 0 | 0.3346 | 0.1746 | 0.13 | 0.13 | 0.38286 | 0
|  |  | 15 | 14.278 | 0 | 0.3346 | 0.1746 | 0.13 | 0.13 | 0.16827 | 0
|  |  | 16 | 9.2995 | 0 | 0.3346 | 0.1746 | 0.13 | 0.13 | 0.16827 | 0
|  |  | 17 | 4.5013 | 0 | 0.3346 | 0.1746 | 0.13 | 0.13 | 0.16827 | 0
|  |  | 18 | 0 | 0 | 0.3346 | 0.1746 | 0.13 | 0.13 | 0.38286 | 0
|  |  | 19 | -2.1277e-13 | 1.8789 | 0.3346 | 0.1746 | 0.13 | 0.13 | 1.2503 | 0
|  |  | 20 | -4.2553e-13 | 1.7304 | 0.3346 | 0.1746 | 0.13 | 0.13 | 1.5157 | 0
|  |  | 21 | -4.2553e-13 | 0.35916 | 0.3346 | 0.1746 | 0.13 | 0.13 | 0.35916 | 0
|  |  | 22 | -4.2553e-13 | 0.28914 | 0.3346 | 0.1746 | 0.13 | 0.13 | 0.28914 | 0
|  |  | 23 | -4.2553e-13 | 0.53336 | 0.3346 | 0.1746 | 0.13 | 0.13 | 0.28914 | 0
|  |  | 24 | -2.1277e-13 | 0.4235 | 0.3346 | 0.1746 | 0.13 | 0.13 | 0.14457 | 0
|  | 8 | 1 | -5.7692e-13 | 0.14457 | 0.3346 | 0.1746 | 0.13 | 0.13 | 0.14457 | 0
|  |  | 2 | -5.7692e-13 | 0.14457 | 0.3346 | 0.1746 | 0.13 | 0.13 | 0.14457 | 0
|  |  | 3 | -5.7692e-13 | 0.14457 | 0.3346 | 0.1746 | 0.13 | 0.13 | 0.14457 | 0
|  |  | 4 | -5.7692e-13 | 0.14457 | 0.3346 | 0.1746 | 0.13 | 0.13 | 0.14457 | 0
|  |  | 5 | -5.7692e-13 | 0.14457 | 0.3346 | 0.1746 | 0.13 | 0.13 | 0.14457 | 0
|  |  | 6 | 2.274 | 0 | 0.3346 | 0.1746 | 0.13 | 0.13 | 0.28914 | 0
|  |  | 7 | 7.0708 | 0 | 0.3346 | 0.1746 | 0.13 | 0.13 | 1.1802 | 0
|  |  | 8 | 13.4779 | 0 | 0.3346 | 0.1746 | 0.13 | 0.13 | 0.38286 | 0
|  |  | 9 | 18.6032 | 0 | 0.3346 | 0.1746 | 0.13 | 0.13 | 0.16827 | 0
|  |  | 10 | 22.5924 | 0 | 0.3346 | 0.1746 | 0.13 | 0.13 | 0.16827 | 0
|  |  | 11 | 25.1863 | 0 | 0.3346 | 0.1746 | 0.13 | 0.13 | 0.16827 | 0
|  |  | 12 | 26.2763 | 0 | 0.3346 | 0.1746 | 0.13 | 0.13 | 0.16827 | 0
|  |  | 13 | 24.7909 | 0 | 0.3346 | 0.1746 | 0.13 | 0.13 | 1.2503 | 0
|  |  | 14 | 24.3395 | 0 | 0.3346 | 0.1746 | 0.13 | 0.13 | 0.38286 | 0
|  |  | 15 | 21.7527 | 0 | 0.3346 | 0.1746 | 0.13 | 0.13 | 0.16827 | 0
|  |  | 16 | 17.5884 | 0 | 0.3346 | 0.1746 | 0.13 | 0.13 | 0.16827 | 0
|  |  | 17 | 12.6085 | 0 | 0.3346 | 0.1746 | 0.13 | 0.13 | 0.16827 | 0
|  |  | 18 | 7.6311 | 0 | 0.3346 | 0.1746 | 0.13 | 0.13 | 0.38286 | 0
|  |  | 19 | 0.81071 | 0 | 0.3346 | 0.1746 | 0.13 | 0.13 | 1.2503 | 0
|  |  | 20 | -5.7692e-13 | 1.5157 | 0.3346 | 0.1746 | 0.13 | 0.13 | 1.5157 | 0
|  |  | 21 | -5.7692e-13 | 0.35916 | 0.3346 | 0.1746 | 0.13 | 0.13 | 0.35916 | 0
|  |  | 22 | -3.8462e-13 | 0.28914 | 0.3346 | 0.1746 | 0.13 | 0.13 | 0.28914 | 0
|  |  | 23 | -3.8462e-13 | 0.28914 | 0.3346 | 0.1746 | 0.13 | 0.13 | 0.28914 | 0
|  |  | 24 | -5.7692e-13 | 0.14457 | 0.3346 | 0.1746 | 0.13 | 0.13 | 0.14457 | 0
|  | 9 | 1 | -2.7778e-13 | 0.14457 | 0.3346 | 0.1746 | 0.13 | 0.13 | 0.14457 | 0
|  |  | 2 | -2.7778e-13 | 0.14457 | 0.3346 | 0.1746 | 0.13 | 0.13 | 0.14457 | 0
|  |  | 3 | -2.7778e-13 | 0.14457 | 0.3346 | 0.1746 | 0.13 | 0.13 | 0.14457 | 0
|  |  | 4 | -2.7778e-13 | 0.14457 | 0.3346 | 0.1746 | 0.13 | 0.13 | 0.14457 | 0
|  |  | 5 | -2.7778e-13 | 0.14457 | 0.3346 | 0.1746 | 0.13 | 0.13 | 0.14457 | 0
|  |  | 6 | 2.4866 | 0 | 0.3346 | 0.1746 | 0.13 | 0.13 | 0.28914 | 0
|  |  | 7 | 6.8861 | 0 | 0.3346 | 0.1746 | 0.13 | 0.13 | 1.1802 | 0
|  |  | 8 | 13.5004 | 0 | 0.3346 | 0.1746 | 0.13 | 0.13 | 0.38286 | 0
|  |  | 9 | 18.8034 | 0 | 0.3346 | 0.1746 | 0.13 | 0.13 | 0.16827 | 0
|  |  | 10 | 22.7927 | 0 | 0.3346 | 0.1746 | 0.13 | 0.13 | 0.16827 | 0
|  |  | 11 | 25.7212 | 0 | 0.3346 | 0.1746 | 0.13 | 0.13 | 0.16827 | 0
|  |  | 12 | 27.42 | 0 | 0.3346 | 0.1746 | 0.13 | 0.13 | 0.16827 | 0
|  |  | 13 | 24.9255 | 0 | 0.3346 | 0.1746 | 0.13 | 0.13 | 1.2503 | 0
|  |  | 14 | 24.8447 | 0 | 0.3346 | 0.1746 | 0.13 | 0.13 | 0.38286 | 0
|  |  | 15 | 22.6656 | 0 | 0.3346 | 0.1746 | 0.13 | 0.13 | 0.16827 | 0
|  |  | 16 | 17.8871 | 0 | 0.3346 | 0.1746 | 0.13 | 0.13 | 0.16827 | 0
|  |  | 17 | 12.5354 | 0 | 0.3346 | 0.1746 | 0.13 | 0.13 | 0.16827 | 0
|  |  | 18 | 7.9099 | 0 | 0.3346 | 0.1746 | 0.13 | 0.13 | 0.38286 | 0
|  |  | 19 | 1.2075 | 0 | 0.3346 | 0.1746 | 0.13 | 0.13 | 1.2503 | 0
|  |  | 20 | -5.5556e-13 | 1.5157 | 0.3346 | 0.1746 | 0.13 | 0.13 | 1.5157 | 0
|  |  | 21 | -2.7778e-13 | 0.35916 | 0.3346 | 0.1746 | 0.13 | 0.13 | 0.35916 | 0
|  |  | 22 | -2.7778e-13 | 0.28914 | 0.3346 | 0.1746 | 0.13 | 0.13 | 0.28914 | 0
|  |  | 23 | -2.7778e-13 | 0.28914 | 0.3346 | 0.1746 | 0.13 | 0.13 | 0.28914 | 0
|  |  | 24 | -2.7778e-13 | 0.14457 | 0.3346 | 0.1746 | 0.13 | 0.13 | 0.14457 | 0
|  | 10 | 1 | -5.5556e-13 | 0.16325 | 0.3346 | 0.1746 | 0.13 | 0.13 | 0.14457 | 0
|  |  | 2 | -2.7778e-13 | 0.14457 | 0.3346 | 0.1746 | 0.13 | 0.13 | 0.14457 | 0
|  |  | 3 | -2.7778e-13 | 0.14457 | 0.3346 | 0.1746 | 0.13 | 0.13 | 0.14457 | 0
|  |  | 4 | -2.7778e-13 | 0.14457 | 0.3346 | 0.1746 | 0.13 | 0.13 | 0.14457 | 0
|  |  | 5 | -2.7778e-13 | 0.14457 | 0.3346 | 0.1746 | 0.13 | 0.13 | 0.14457 | 0
|  |  | 6 | 2.5808 | 0 | 0.3346 | 0.1746 | 0.13 | 0.13 | 0.28914 | 0
|  |  | 7 | 7.3095 | 0 | 0.3346 | 0.1746 | 0.13 | 0.13 | 1.1802 | 0
|  |  | 8 | 10.642 | 0 | 0.3346 | 0.1746 | 0.13 | 0.13 | 0.38286 | 0
|  |  | 9 | 15.665 | 0 | 0.3346 | 0.1746 | 0.13 | 0.13 | 0.16827 | 0
|  |  | 10 | 17.6229 | 0 | 0.3346 | 0.1746 | 0.13 | 0.13 | 0.16827 | 0
|  |  | 11 | 6.4505 | 0 | 0.3346 | 0.1746 | 0.13 | 0.13 | 0.16827 | 0
|  |  | 12 | 15.4099 | 0 | 0.3346 | 0.1746 | 0.13 | 0.13 | 0.16827 | 0
|  |  | 13 | 8.3087 | 0 | 0.3346 | 0.1746 | 0.13 | 0.13 | 1.2503 | 0
|  |  | 14 | 2.2953 | 0 | 0.3346 | 0.1746 | 0.13 | 0.13 | 0.38286 | 0
|  |  | 15 | 1.2091 | 0 | 0.3346 | 0.1746 | 0.13 | 0.13 | 0.16827 | 0
|  |  | 16 | 2.7018 | 0 | 0.3346 | 0.1746 | 0.13 | 0.13 | 0.16827 | 0
|  |  | 17 | 1.4781 | 0 | 0.3346 | 0.1746 | 0.13 | 0.13 | 0.16827 | 0
|  |  | 18 | 0 | 0 | 0.3346 | 0.1746 | 0.13 | 0.13 | 0.38286 | 0
|  |  | 19 | -5.5556e-13 | 1.716 | 0.3346 | 0.1746 | 0.13 | 0.13 | 1.2503 | 0
|  |  | 20 | -5.5556e-13 | 1.552 | 0.3346 | 0.1746 | 0.13 | 0.13 | 1.5157 | 0
|  |  | 21 | -2.7778e-13 | 0.95791 | 0.3346 | 0.1746 | 0.13 | 0.13 | 0.35916 | 0
|  |  | 22 | -2.7778e-13 | 0.29279 | 0.3346 | 0.1746 | 0.13 | 0.13 | 0.28914 | 0
|  |  | 23 | -5.5556e-13 | 0.29281 | 0.3346 | 0.1746 | 0.13 | 0.13 | 0.28914 | 0
|  |  | 24 | -2.7778e-13 | 0.14825 | 0.3346 | 0.1746 | 0.13 | 0.13 | 0.14457 | 0
|  | 11 | 1 | 0 | 3.0549 | 0 | 0 | 0 | 0 | 1.5157 | 0
|  | 12 | 1 | 0 | 0 | 0 | 0 | 0 | 0 | 1.5157 | 0
NaturalGas | Network | 1 | 1 | 0 | 0 | 0.14 | 0 | 0.23 | 0 | 0 | 0
|  |  | 2 | 0 | 0 | 0.14 | 0 | 0.23 | 0 | 0 | 0
|  |  | 3 | 0 | 0 | 0.14 | 0 | 0.23 | 0 | 0 | 0
|  |  | 4 | 0 | 0 | 0.14 | 0 | 0.23 | 0 | 0 | 0
|  |  | 5 | 0 | 0 | 0.14 | 0 | 0.23 | 0 | 0 | 0
|  |  | 6 | 0 | 0 | 0.14 | 0 | 0.23 | 0 | 0 | 0
|  |  | 7 | 0 | 0 | 0.14 | 0 | 0.23 | 0 | 0 | 0
|  |  | 8 | 0 | 0 | 0.14 | 0 | 0.23 | 0 | 0 | 0
|  |  | 9 | 0 | 0 | 0.14 | 0 | 0.23 | 0 | 0 | 0
|  |  | 10 | 0 | 0 | 0.14 | 0 | 0.23 | 0 | 0 | 0
|  |  | 11 | 0 | 0 | 0.14 | 0 | 0.23 | 0 | 0 | 0
|  |  | 12 | 0 | 0 | 0.14 | 0 | 0.23 | 0 | 0 | 0
|  |  | 13 | 0 | 0 | 0.14 | 0 | 0.23 | 0 | 0 | 0
|  |  | 14 | 0 | 0 | 0.14 | 0 | 0.23 | 0 | 0 | 0
|  |  | 15 | 0 | 0 | 0.14 | 0 | 0.23 | 0 | 0 | 0
|  |  | 16 | 0 | 0 | 0.14 | 0 | 0.23 | 0 | 0 | 0
|  |  | 17 | 0 | 0 | 0.14 | 0 | 0.23 | 0 | 0 | 0
|  |  | 18 | 0 | 0 | 0.14 | 0 | 0.23 | 0 | 0 | 0
|  |  | 19 | 0 | 0 | 0.14 | 0 | 0.23 | 0 | 0 | 0
|  |  | 20 | 0 | 0 | 0.14 | 0 | 0.23 | 0 | 0 | 0
|  |  | 21 | 0 | 0 | 0.14 | 0 | 0.23 | 0 | 0 | 0
|  |  | 22 | 0 | 0 | 0.14 | 0 | 0.23 | 0 | 0 | 0
|  |  | 23 | 0 | 0 | 0.14 | 0 | 0.23 | 0 | 0 | 0
|  |  | 24 | 0 | 0 | 0.14 | 0 | 0.23 | 0 | 0 | 0
|  | 2 | 1 | 0 | 0 | 0.14 | 0 | 0.23 | 0 | 0 | 0
|  |  | 2 | 0 | 0 | 0.14 | 0 | 0.23 | 0 | 0 | 0
|  |  | 3 | 0 | 0 | 0.14 | 0 | 0.23 | 0 | 0 | 0
|  |  | 4 | 0 | 0 | 0.14 | 0 | 0.23 | 0 | 0 | 0
|  |  | 5 | 0 | 0 | 0.14 | 0 | 0.23 | 0 | 0 | 0
|  |  | 6 | 0 | 0 | 0.14 | 0 | 0.23 | 0 | 0 | 0
|  |  | 7 | 0 | 0 | 0.14 | 0 | 0.23 | 0 | 0 | 0
|  |  | 8 | 0 | 0 | 0.14 | 0 | 0.23 | 0 | 0 | 0
|  |  | 9 | 0 | 0 | 0.14 | 0 | 0.23 | 0 | 0 | 0
|  |  | 10 | 0 | 0 | 0.14 | 0 | 0.23 | 0 | 0 | 0
|  |  | 11 | 0 | 0 | 0.14 | 0 | 0.23 | 0 | 0 | 0
|  |  | 12 | 0 | 0 | 0.14 | 0 | 0.23 | 0 | 0 | 0
|  |  | 13 | 0 | 0 | 0.14 | 0 | 0.23 | 0 | 0 | 0
|  |  | 14 | 0 | 0 | 0.14 | 0 | 0.23 | 0 | 0 | 0
|  |  | 15 | 0 | 0 | 0.14 | 0 | 0.23 | 0 | 0 | 0
|  |  | 16 | 0 | 0 | 0.14 | 0 | 0.23 | 0 | 0 | 0
|  |  | 17 | 0 | 0 | 0.14 | 0 | 0.23 | 0 | 0 | 0
|  |  | 18 | 0 | 0 | 0.14 | 0 | 0.23 | 0 | 0 | 0
|  |  | 19 | 0 | 0 | 0.14 | 0 | 0.23 | 0 | 0 | 0
|  |  | 20 | 0 | 0 | 0.14 | 0 | 0.23 | 0 | 0 | 0
|  |  | 21 | 0 | 0 | 0.14 | 0 | 0.23 | 0 | 0 | 0
|  |  | 22 | 0 | 0 | 0.14 | 0 | 0.23 | 0 | 0 | 0
|  |  | 23 | 0 | 0 | 0.14 | 0 | 0.23 | 0 | 0 | 0
|  |  | 24 | 0 | 0 | 0.14 | 0 | 0.23 | 0 | 0 | 0
|  | 3 | 1 | 0 | 0 | 0.14 | 0 | 0.23 | 0 | 0 | 0
|  |  | 2 | 0 | 0 | 0.14 | 0 | 0.23 | 0 | 0 | 0
|  |  | 3 | 0 | 0 | 0.14 | 0 | 0.23 | 0 | 0 | 0
|  |  | 4 | 0 | 0 | 0.14 | 0 | 0.23 | 0 | 0 | 0
|  |  | 5 | 0 | 0 | 0.14 | 0 | 0.23 | 0 | 0 | 0
|  |  | 6 | 0 | 0 | 0.14 | 0 | 0.23 | 0 | 0 | 0
|  |  | 7 | 0 | 0 | 0.14 | 0 | 0.23 | 0 | 0 | 0
|  |  | 8 | 0 | 0 | 0.14 | 0 | 0.23 | 0 | 0 | 0
|  |  | 9 | 0 | 0 | 0.14 | 0 | 0.23 | 0 | 0 | 0
|  |  | 10 | 0 | 0 | 0.14 | 0 | 0.23 | 0 | 0 | 0
|  |  | 11 | 0 | 0 | 0.14 | 0 | 0.23 | 0 | 0 | 0
|  |  | 12 | 0 | 0 | 0.14 | 0 | 0.23 | 0 | 0 | 0
|  |  | 13 | 0 | 0 | 0.14 | 0 | 0.23 | 0 | 0 | 0
|  |  | 14 | 0 | 0 | 0.14 | 0 | 0.23 | 0 | 0 | 0
|  |  | 15 | 0 | 0 | 0.14 | 0 | 0.23 | 0 | 0 | 0
|  |  | 16 | 0 | 0 | 0.14 | 0 | 0.23 | 0 | 0 | 0
|  |  | 17 | 0 | 0 | 0.14 | 0 | 0.23 | 0 | 0 | 0
|  |  | 18 | 0 | 0 | 0.14 | 0 | 0.23 | 0 | 0 | 0
|  |  | 19 | 0 | 0 | 0.14 | 0 | 0.23 | 0 | 0 | 0
|  |  | 20 | 0 | 0 | 0.14 | 0 | 0.23 | 0 | 0 | 0
|  |  | 21 | 0 | 0 | 0.14 | 0 | 0.23 | 0 | 0 | 0
|  |  | 22 | 0 | 0 | 0.14 | 0 | 0.23 | 0 | 0 | 0
|  |  | 23 | 0 | 0 | 0.14 | 0 | 0.23 | 0 | 0 | 0
|  |  | 24 | 0 | 0 | 0.14 | 0 | 0.23 | 0 | 0 | 0
|  | 4 | 1 | 0 | 0 | 0.14 | 0 | 0.23 | 0 | 0 | 0
|  |  | 2 | 0 | 0 | 0.14 | 0 | 0.23 | 0 | 0 | 0
|  |  | 3 | 0 | 0 | 0.14 | 0 | 0.23 | 0 | 0 | 0
|  |  | 4 | 0 | 0 | 0.14 | 0 | 0.23 | 0 | 0 | 0
|  |  | 5 | 0 | 0 | 0.14 | 0 | 0.23 | 0 | 0 | 0
|  |  | 6 | 0 | 0 | 0.14 | 0 | 0.23 | 0 | 0 | 0
|  |  | 7 | 0 | 0 | 0.14 | 0 | 0.23 | 0 | 0 | 0
|  |  | 8 | 0 | 0 | 0.14 | 0 | 0.23 | 0 | 0 | 0
|  |  | 9 | 0 | 0 | 0.14 | 0 | 0.23 | 0 | 0 | 0
|  |  | 10 | 0 | 0 | 0.14 | 0 | 0.23 | 0 | 0 | 0
|  |  | 11 | 0 | 0 | 0.14 | 0 | 0.23 | 0 | 0 | 0
|  |  | 12 | 0 | 0 | 0.14 | 0 | 0.23 | 0 | 0 | 0
|  |  | 13 | 0 | 0 | 0.14 | 0 | 0.23 | 0 | 0 | 0
|  |  | 14 | 0 | 0 | 0.14 | 0 | 0.23 | 0 | 0 | 0
|  |  | 15 | 0 | 0 | 0.14 | 0 | 0.23 | 0 | 0 | 0
|  |  | 16 | 0 | 0 | 0.14 | 0 | 0.23 | 0 | 0 | 0
|  |  | 17 | 0 | 0 | 0.14 | 0 | 0.23 | 0 | 0 | 0
|  |  | 18 | 0 | 0 | 0.14 | 0 | 0.23 | 0 | 0 | 0
|  |  | 19 | 0 | 0 | 0.14 | 0 | 0.23 | 0 | 0 | 0
|  |  | 20 | 0 | 0 | 0.14 | 0 | 0.23 | 0 | 0 | 0
|  |  | 21 | 0 | 0 | 0.14 | 0 | 0.23 | 0 | 0 | 0
|  |  | 22 | 0 | 0 | 0.14 | 0 | 0.23 | 0 | 0 | 0
|  |  | 23 | 0 | 0 | 0.14 | 0 | 0.23 | 0 | 0 | 0
|  |  | 24 | 0 | 0 | 0.14 | 0 | 0.23 | 0 | 0 | 0
|  | 5 | 1 | 0 | 0 | 0.14 | 0 | 0.23 | 0 | 0 | 0
|  |  | 2 | 0 | 0 | 0.14 | 0 | 0.23 | 0 | 0 | 0
|  |  | 3 | 0 | 0 | 0.14 | 0 | 0.23 | 0 | 0 | 0
|  |  | 4 | 0 | 0 | 0.14 | 0 | 0.23 | 0 | 0 | 0
|  |  | 5 | 0 | 0 | 0.14 | 0 | 0.23 | 0 | 0 | 0
|  |  | 6 | 0 | 0 | 0.14 | 0 | 0.23 | 0 | 0 | 0
|  |  | 7 | 0 | 0 | 0.14 | 0 | 0.23 | 0 | 0 | 0
|  |  | 8 | 0 | 0 | 0.14 | 0 | 0.23 | 0 | 0 | 0
|  |  | 9 | 0 | 0 | 0.14 | 0 | 0.23 | 0 | 0 | 0
|  |  | 10 | 0 | 0 | 0.14 | 0 | 0.23 | 0 | 0 | 0
|  |  | 11 | 0 | 0 | 0.14 | 0 | 0.23 | 0 | 0 | 0
|  |  | 12 | 0 | 0 | 0.14 | 0 | 0.23 | 0 | 0 | 0
|  |  | 13 | 0 | 0 | 0.14 | 0 | 0.23 | 0 | 0 | 0
|  |  | 14 | 0 | 0 | 0.14 | 0 | 0.23 | 0 | 0 | 0
|  |  | 15 | 0 | 0 | 0.14 | 0 | 0.23 | 0 | 0 | 0
|  |  | 16 | 0 | 0 | 0.14 | 0 | 0.23 | 0 | 0 | 0
|  |  | 17 | 0 | 0 | 0.14 | 0 | 0.23 | 0 | 0 | 0
|  |  | 18 | 0 | 0 | 0.14 | 0 | 0.23 | 0 | 0 | 0
|  |  | 19 | 0 | 0 | 0.14 | 0 | 0.23 | 0 | 0 | 0
|  |  | 20 | 0 | 0 | 0.14 | 0 | 0.23 | 0 | 0 | 0
|  |  | 21 | 0 | 0 | 0.14 | 0 | 0.23 | 0 | 0 | 0
|  |  | 22 | 0 | 0 | 0.14 | 0 | 0.23 | 0 | 0 | 0
|  |  | 23 | 0 | 0 | 0.14 | 0 | 0.23 | 0 | 0 | 0
|  |  | 24 | 0 | 0 | 0.14 | 0 | 0.23 | 0 | 0 | 0
|  | 6 | 1 | 0 | 0 | 0.14 | 0 | 0.23 | 0 | 0 | 0
|  |  | 2 | 0 | 0 | 0.14 | 0 | 0.23 | 0 | 0 | 0
|  |  | 3 | 0 | 0 | 0.14 | 0 | 0.23 | 0 | 0 | 0
|  |  | 4 | 0 | 0 | 0.14 | 0 | 0.23 | 0 | 0 | 0
|  |  | 5 | 0 | 0 | 0.14 | 0 | 0.23 | 0 | 0 | 0
|  |  | 6 | 0 | 0 | 0.14 | 0 | 0.23 | 0 | 0 | 0
|  |  | 7 | 0 | 0 | 0.14 | 0 | 0.23 | 0 | 0 | 0
|  |  | 8 | 0 | 0 | 0.14 | 0 | 0.23 | 0 | 0 | 0
|  |  | 9 | 0 | 0 | 0.14 | 0 | 0.23 | 0 | 0 | 0
|  |  | 10 | 0 | 0 | 0.14 | 0 | 0.23 | 0 | 0 | 0
|  |  | 11 | 0 | 0 | 0.14 | 0 | 0.23 | 0 | 0 | 0
|  |  | 12 | 0 | 0 | 0.14 | 0 | 0.23 | 0 | 0 | 0
|  |  | 13 | 0 | 0 | 0.14 | 0 | 0.23 | 0 | 0 | 0
|  |  | 14 | 0 | 0 | 0.14 | 0 | 0.23 | 0 | 0 | 0
|  |  | 15 | 0 | 0 | 0.14 | 0 | 0.23 | 0 | 0 | 0
|  |  | 16 | 0 | 0 | 0.14 | 0 | 0.23 | 0 | 0 | 0
|  |  | 17 | 0 | 0 | 0.14 | 0 | 0.23 | 0 | 0 | 0
|  |  | 18 | 0 | 0 | 0.14 | 0 | 0.23 | 0 | 0 | 0
|  |  | 19 | 0 | 0 | 0.14 | 0 | 0.23 | 0 | 0 | 0
|  |  | 20 | 0 | 0 | 0.14 | 0 | 0.23 | 0 | 0 | 0
|  |  | 21 | 0 | 0 | 0.14 | 0 | 0.23 | 0 | 0 | 0
|  |  | 22 | 0 | 0 | 0.14 | 0 | 0.23 | 0 | 0 | 0
|  |  | 23 | 0 | 0 | 0.14 | 0 | 0.23 | 0 | 0 | 0
|  |  | 24 | 0 | 0 | 0.14 | 0 | 0.23 | 0 | 0 | 0
|  | 7 | 1 | 0 | 0 | 0.14 | 0 | 0.23 | 0 | 0 | 0
|  |  | 2 | 0 | 0 | 0.14 | 0 | 0.23 | 0 | 0 | 0
|  |  | 3 | 0 | 0 | 0.14 | 0 | 0.23 | 0 | 0 | 0
|  |  | 4 | 0 | 0 | 0.14 | 0 | 0.23 | 0 | 0 | 0
|  |  | 5 | 0 | 0 | 0.14 | 0 | 0.23 | 0 | 0 | 0
|  |  | 6 | 0 | 0 | 0.14 | 0 | 0.23 | 0 | 0 | 0
|  |  | 7 | 0 | 0 | 0.14 | 0 | 0.23 | 0 | 0 | 0
|  |  | 8 | 0 | 0 | 0.14 | 0 | 0.23 | 0 | 0 | 0
|  |  | 9 | 0 | 0 | 0.14 | 0 | 0.23 | 0 | 0 | 0
|  |  | 10 | 0 | 0 | 0.14 | 0 | 0.23 | 0 | 0 | 0
|  |  | 11 | 0 | 0 | 0.14 | 0 | 0.23 | 0 | 0 | 0
|  |  | 12 | 0 | 0 | 0.14 | 0 | 0.23 | 0 | 0 | 0
|  |  | 13 | 0 | 0 | 0.14 | 0 | 0.23 | 0 | 0 | 0
|  |  | 14 | 0 | 0 | 0.14 | 0 | 0.23 | 0 | 0 | 0
|  |  | 15 | 0 | 0 | 0.14 | 0 | 0.23 | 0 | 0 | 0
|  |  | 16 | 0 | 0 | 0.14 | 0 | 0.23 | 0 | 0 | 0
|  |  | 17 | 0 | 0 | 0.14 | 0 | 0.23 | 0 | 0 | 0
|  |  | 18 | 0 | 0 | 0.14 | 0 | 0.23 | 0 | 0 | 0
|  |  | 19 | 0 | 0 | 0.14 | 0 | 0.23 | 0 | 0 | 0
|  |  | 20 | 0 | 0 | 0.14 | 0 | 0.23 | 0 | 0 | 0
|  |  | 21 | 0 | 0 | 0.14 | 0 | 0.23 | 0 | 0 | 0
|  |  | 22 | 0 | 0 | 0.14 | 0 | 0.23 | 0 | 0 | 0
|  |  | 23 | 0 | 0 | 0.14 | 0 | 0.23 | 0 | 0 | 0
|  |  | 24 | 0 | 0 | 0.14 | 0 | 0.23 | 0 | 0 | 0
|  | 8 | 1 | 0 | 0 | 0.14 | 0 | 0.23 | 0 | 0 | 0
|  |  | 2 | 0 | 0 | 0.14 | 0 | 0.23 | 0 | 0 | 0
|  |  | 3 | 0 | 0 | 0.14 | 0 | 0.23 | 0 | 0 | 0
|  |  | 4 | 0 | 0 | 0.14 | 0 | 0.23 | 0 | 0 | 0
|  |  | 5 | 0 | 0 | 0.14 | 0 | 0.23 | 0 | 0 | 0
|  |  | 6 | 0 | 0 | 0.14 | 0 | 0.23 | 0 | 0 | 0
|  |  | 7 | 0 | 0 | 0.14 | 0 | 0.23 | 0 | 0 | 0
|  |  | 8 | 0 | 0 | 0.14 | 0 | 0.23 | 0 | 0 | 0
|  |  | 9 | 0 | 0 | 0.14 | 0 | 0.23 | 0 | 0 | 0
|  |  | 10 | 0 | 0 | 0.14 | 0 | 0.23 | 0 | 0 | 0
|  |  | 11 | 0 | 0 | 0.14 | 0 | 0.23 | 0 | 0 | 0
|  |  | 12 | 0 | 0 | 0.14 | 0 | 0.23 | 0 | 0 | 0
|  |  | 13 | 0 | 0 | 0.14 | 0 | 0.23 | 0 | 0 | 0
|  |  | 14 | 0 | 0 | 0.14 | 0 | 0.23 | 0 | 0 | 0
|  |  | 15 | 0 | 0 | 0.14 | 0 | 0.23 | 0 | 0 | 0
|  |  | 16 | 0 | 0 | 0.14 | 0 | 0.23 | 0 | 0 | 0
|  |  | 17 | 0 | 0 | 0.14 | 0 | 0.23 | 0 | 0 | 0
|  |  | 18 | 0 | 0 | 0.14 | 0 | 0.23 | 0 | 0 | 0
|  |  | 19 | 0 | 0 | 0.14 | 0 | 0.23 | 0 | 0 | 0
|  |  | 20 | 0 | 0 | 0.14 | 0 | 0.23 | 0 | 0 | 0
|  |  | 21 | 0 | 0 | 0.14 | 0 | 0.23 | 0 | 0 | 0
|  |  | 22 | 0 | 0 | 0.14 | 0 | 0.23 | 0 | 0 | 0
|  |  | 23 | 0 | 0 | 0.14 | 0 | 0.23 | 0 | 0 | 0
|  |  | 24 | 0 | 0 | 0.14 | 0 | 0.23 | 0 | 0 | 0
|  | 9 | 1 | 0 | 0 | 0.14 | 0 | 0.23 | 0 | 0 | 0
|  |  | 2 | 0 | 0 | 0.14 | 0 | 0.23 | 0 | 0 | 0
|  |  | 3 | 0 | 0 | 0.14 | 0 | 0.23 | 0 | 0 | 0
|  |  | 4 | 0 | 0 | 0.14 | 0 | 0.23 | 0 | 0 | 0
|  |  | 5 | 0 | 0 | 0.14 | 0 | 0.23 | 0 | 0 | 0
|  |  | 6 | 0 | 0 | 0.14 | 0 | 0.23 | 0 | 0 | 0
|  |  | 7 | 0 | 0 | 0.14 | 0 | 0.23 | 0 | 0 | 0
|  |  | 8 | 0 | 0 | 0.14 | 0 | 0.23 | 0 | 0 | 0
|  |  | 9 | 0 | 0 | 0.14 | 0 | 0.23 | 0 | 0 | 0
|  |  | 10 | 0 | 0 | 0.14 | 0 | 0.23 | 0 | 0 | 0
|  |  | 11 | 0 | 0 | 0.14 | 0 | 0.23 | 0 | 0 | 0
|  |  | 12 | 0 | 0 | 0.14 | 0 | 0.23 | 0 | 0 | 0
|  |  | 13 | 0 | 0 | 0.14 | 0 | 0.23 | 0 | 0 | 0
|  |  | 14 | 0 | 0 | 0.14 | 0 | 0.23 | 0 | 0 | 0
|  |  | 15 | 0 | 0 | 0.14 | 0 | 0.23 | 0 | 0 | 0
|  |  | 16 | 0 | 0 | 0.14 | 0 | 0.23 | 0 | 0 | 0
|  |  | 17 | 0 | 0 | 0.14 | 0 | 0.23 | 0 | 0 | 0
|  |  | 18 | 0 | 0 | 0.14 | 0 | 0.23 | 0 | 0 | 0
|  |  | 19 | 0 | 0 | 0.14 | 0 | 0.23 | 0 | 0 | 0
|  |  | 20 | 0 | 0 | 0.14 | 0 | 0.23 | 0 | 0 | 0
|  |  | 21 | 0 | 0 | 0.14 | 0 | 0.23 | 0 | 0 | 0
|  |  | 22 | 0 | 0 | 0.14 | 0 | 0.23 | 0 | 0 | 0
|  |  | 23 | 0 | 0 | 0.14 | 0 | 0.23 | 0 | 0 | 0
|  |  | 24 | 0 | 0 | 0.14 | 0 | 0.23 | 0 | 0 | 0
|  | 10 | 1 | 0 | 0 | 0.14 | 0 | 0.23 | 0 | 0 | 0
|  |  | 2 | 0 | 0 | 0.14 | 0 | 0.23 | 0 | 0 | 0
|  |  | 3 | 0 | 0 | 0.14 | 0 | 0.23 | 0 | 0 | 0
|  |  | 4 | 0 | 0 | 0.14 | 0 | 0.23 | 0 | 0 | 0
|  |  | 5 | 0 | 0 | 0.14 | 0 | 0.23 | 0 | 0 | 0
|  |  | 6 | 0 | 0 | 0.14 | 0 | 0.23 | 0 | 0 | 0
|  |  | 7 | 0 | 0 | 0.14 | 0 | 0.23 | 0 | 0 | 0
|  |  | 8 | 0 | 0 | 0.14 | 0 | 0.23 | 0 | 0 | 0
|  |  | 9 | 0 | 0 | 0.14 | 0 | 0.23 | 0 | 0 | 0
|  |  | 10 | 0 | 0 | 0.14 | 0 | 0.23 | 0 | 0 | 0
|  |  | 11 | 0 | 0 | 0.14 | 0 | 0.23 | 0 | 0 | 0
|  |  | 12 | 0 | 0 | 0.14 | 0 | 0.23 | 0 | 0 | 0
|  |  | 13 | 0 | 0 | 0.14 | 0 | 0.23 | 0 | 0 | 0
|  |  | 14 | 0 | 0 | 0.14 | 0 | 0.23 | 0 | 0 | 0
|  |  | 15 | 0 | 0 | 0.14 | 0 | 0.23 | 0 | 0 | 0
|  |  | 16 | 0 | 0 | 0.14 | 0 | 0.23 | 0 | 0 | 0
|  |  | 17 | 0 | 0 | 0.14 | 0 | 0.23 | 0 | 0 | 0
|  |  | 18 | 0 | 0 | 0.14 | 0 | 0.23 | 0 | 0 | 0
|  |  | 19 | 0 | 0 | 0.14 | 0 | 0.23 | 0 | 0 | 0
|  |  | 20 | 0 | 0 | 0.14 | 0 | 0.23 | 0 | 0 | 0
|  |  | 21 | 0 | 0 | 0.14 | 0 | 0.23 | 0 | 0 | 0
|  |  | 22 | 0 | 0 | 0.14 | 0 | 0.23 | 0 | 0 | 0
|  |  | 23 | 0 | 0 | 0.14 | 0 | 0.23 | 0 | 0 | 0
|  |  | 24 | 0 | 0 | 0.14 | 0 | 0.23 | 0 | 0 | 0

## df_Time
Period | dp | TimeEnd | dt
1 | 29 | 24 | 1
2 | 61 | 24 | 1
3 | 22 | 24 | 1
4 | 32 | 24 | 1
5 | 19 | 24 | 1
6 | 31 | 24 | 1
7 | 47 | 24 | 1
8 | 52 | 24 | 1
9 | 36 | 24 | 1
10 | 36 | 24 | 1
11 | 0 | 1 | 1
12 | 0 | 1 | 1

## df_Buildings
Hub | geometry | id_building | egid | id_class | class | ratio | status | period | n_p | ERA | SolarRoofArea | area_facade_m2 | height_m | count_floor | source_heating | source_hotwater | U_h | HeatCapacity | T_comfort_min_0 | Th_supply_0 | Th_return_0 | Tc_supply_0 | Tc_return_0 | x | y | z | transformer | energy_heating_signature_kWh_y | energy_cooling_signature_kWh_y | energy_hotwater_signature_kWh_y | energy_el_kWh_y | roof_annual_irr_kWh_y | facade_annual_irr_kWh_y
Building1 | POLYGON ((2500985.4380093673 1125707.9789999998, 2500992.4876242303 1125707.0811052108, 2500998.8475 1125706.2713, 2500998.8474700726 1125706.2710648677, 2500998.8479787367 1125706.2710000803, 2500998.8479787367 1125706.27100008, 2500998.84798 1125706.271, 2500998.8479999998 1125706.271, 2500998.8479999998 1125706.2709906336, 2500998.13300008 1125700.6540112626, 2500998.133 1125700.65401, 2500998.133 1125700.6539906352, 2500997.42300008 1125695.081011264, 2500997.423 1125695.08101, 2500997.423 1125695.081, 2500997.4229906336 1125695.081, 2500993.2554390715 1125695.6115407657, 2500984.0138 1125696.7875, 2500984.7225 1125702.36, 2500985.4375 1125707.9788, 2500985.4379683156 1125707.9787403692, 2500985.43799992 1125707.9789887376, 2500985.438 1125707.97899, 2500985.438 1125707.9789999998, 2500985.4380093673 1125707.9789999998)) | 27943 | 295020322 | II | Residential | 1.0 | ['existing', 'existing'] | 2001-2005 | 11.3781 | 208.32 | 176.929 | 214.4618 | 7.06 | 2 | Oil | Oil | 0.00152 | 119.4 | 20 | 65 | 50 | 12 | 17 | 2500991.4278 | 1125701.507 | 423.25 | 234 | 16691.7933 | 0 | 1839.8305 | 4357.1508 | 185369 | 95771

## df_Weather
Period | Time | T_ext | I_global
1 | 1 | 2.69 | 0
| 2 | 1.48 | 0
| 3 | 1.1 | 0
| 4 | 0.73 | 0
| 5 | 0.43 | 0
| 6 | -0.06 | 0
| 7 | 0.2 | 100
| 8 | 2.89 | 254
| 9 | 4.28 | 437
| 10 | 5.62 | 442
| 11 | 7 | 694
| 12 | 8.03 | 729
| 13 | 8.72 | 781
| 14 | 8.96 | 712
| 15 | 8.83 | 481
| 16 | 8.4 | 259
| 17 | 5.38 | 142
| 18 | 5.49 | 47
| 19 | 5.61 | 0
| 20 | 5.73 | 0
| 21 | 5.85 | 0
| 22 | 5.97 | 0
| 23 | 6.09 | 0
| 24 | 6.21 | 0
2 | 1 | 2.69 | 0
| 2 | 2.8 | 0
| 3 | 2.53 | 0
| 4 | 2.41 | 0
| 5 | 2.18 | 0
| 6 | 2.04 | 0
| 7 | 2.04 | 0
| 8 | 2.62 | 0
| 9 | 2.57 | 72
| 10 | 2.37 | 110
| 11 | 2.11 | 104
| 12 | 2.45 | 219
| 13 | 3.06 | 164
| 14 | 3.8 | 168
| 15 | 4.36 | 85
| 16 | 4.35 | 93
| 17 | 4.13 | 1
| 18 | 3.64 | 0
| 19 | 3.19 | 0
| 20 | 2.94 | 0
| 21 | 2.76 | 0
| 22 | 2.58 | 0
| 23 | 2.31 | 0
| 24 | 1.94 | 0
3 | 1 | -0.23 | 0
| 2 | -0.58 | 0
| 3 | -1.26 | 0
| 4 | -1.41 | 0
| 5 | -1.45 | 0
| 6 | -1.27 | 0
| 7 | -1.24 | 0
| 8 | -0.95 | 0
| 9 | -0.45 | 48
| 10 | 0.69 | 87
| 11 | 2.51 | 130
| 12 | 3.03 | 138
| 13 | 2.75 | 131
| 14 | 2.44 | 121
| 15 | 2.46 | 90
| 16 | 2.17 | 50
| 17 | 1.29 | 0
| 18 | 0.14 | 0
| 19 | -0.71 | 0
| 20 | -1.06 | 0
| 21 | -1.6 | 0
| 22 | -1.47 | 0
| 23 | -1.83 | 0
| 24 | -2.12 | 0
4 | 1 | -2.8 | 0
| 2 | -3.09 | 0
| 3 | -3.31 | 0
| 4 | -3.49 | 0
| 5 | -3.64 | 0
| 6 | -3.79 | 0
| 7 | -3.95 | 0
| 8 | -4.24 | 0
| 9 | -4.13 | 76
| 10 | -2.95 | 179
| 11 | -1.14 | 292
| 12 | 0.12 | 380
| 13 | 1.04 | 383
| 14 | 1.5 | 341
| 15 | 1.59 | 242
| 16 | 1.6 | 110
| 17 | 1.33 | 0
| 18 | 0.61 | 0
| 19 | -0.06 | 0
| 20 | -1.69 | 0
| 21 | -2.25 | 0
| 22 | -2.64 | 0
| 23 | -2.99 | 0
| 24 | -3.27 | 0
5 | 1 | 7.13 | 0
| 2 | 6.7 | 0
| 3 | 6.55 | 0
| 4 | 6.51 | 0
| 5 | 6.46 | 0
| 6 | 6.43 | 0
| 7 | 6.48 | 0
| 8 | 6.58 | 76
| 9 | 6.2 | 136
| 10 | 7.29 | 270
| 11 | 8.13 | 431
| 12 | 8.98 | 403
| 13 | 9.8 | 523
| 14 | 9.95 | 413
| 15 | 9.83 | 327
| 16 | 9.56 | 174
| 17 | 9.07 | 37
| 18 | 7.88 | 0
| 19 | 7.3 | 0
| 20 | 7.22 | 0
| 21 | 7.35 | 0
| 22 | 7.39 | 0
| 23 | 7.14 | 0
| 24 | 7.02 | 0
6 | 1 | 2.89 | 0
| 2 | 1.99 | 0
| 3 | 1.56 | 0
| 4 | 1 | 0
| 5 | 0.81 | 0
| 6 | 0.89 | 0
| 7 | 1.11 | 28
| 8 | 1.47 | 196
| 9 | 2.81 | 382
| 10 | 5.73 | 528
| 11 | 6.23 | 638
| 12 | 7.52 | 700
| 13 | 8.27 | 704
| 14 | 8.82 | 653
| 15 | 9.02 | 537
| 16 | 8.94 | 394
| 17 | 8.53 | 217
| 18 | 9.39 | 46
| 19 | 8.51 | 0
| 20 | 8.13 | 0
| 21 | 7.16 | 0
| 22 | 6.31 | 0
| 23 | 5.54 | 0
| 24 | 4.55 | 0
7 | 1 | 10.37 | 0
| 2 | 9.73 | 0
| 3 | 9.2 | 0
| 4 | 8.83 | 0
| 5 | 8.36 | 0
| 6 | 7.71 | 0
| 7 | 7.71 | 58
| 8 | 11.88 | 0
| 9 | 14.28 | 413
| 10 | 15.65 | 517
| 11 | 16.91 | 636
| 12 | 18.05 | 678
| 13 | 19.08 | 645
| 14 | 19.78 | 540
| 15 | 19.93 | 448
| 16 | 19.73 | 306
| 17 | 19.21 | 154
| 18 | 18.33 | 16
| 19 | 18.02 | 0
| 20 | 17.18 | 0
| 21 | 16.27 | 0
| 22 | 15.54 | 0
| 23 | 15.08 | 0
| 24 | 14.52 | 0
8 | 1 | 13.23 | 0
| 2 | 12.09 | 0
| 3 | 11.92 | 0
| 4 | 11.83 | 0
| 5 | 11.91 | 0
| 6 | 12.07 | 70
| 7 | 12.88 | 234
| 8 | 16.3 | 407
| 9 | 17.46 | 569
| 10 | 18.81 | 712
| 11 | 20 | 813
| 12 | 21.03 | 861
| 13 | 21.8 | 866
| 14 | 22.43 | 805
| 15 | 22.72 | 711
| 16 | 22.8 | 576
| 17 | 22.59 | 415
| 18 | 22.1 | 238
| 19 | 21.16 | 71
| 20 | 19.36 | 0
| 21 | 18.32 | 0
| 22 | 18.33 | 0
| 23 | 18.43 | 0
| 24 | 17.81 | 0
9 | 1 | 12.8 | 0
| 2 | 12.96 | 0
| 3 | 12.81 | 0
| 4 | 12.66 | 0
| 5 | 12.52 | 0
| 6 | 12.38 | 76
| 7 | 13.79 | 237
| 8 | 15.59 | 410
| 9 | 16.82 | 576
| 10 | 17.85 | 715
| 11 | 18.79 | 825
| 12 | 19.94 | 897
| 13 | 20.89 | 865
| 14 | 21.5 | 818
| 15 | 21.61 | 730
| 16 | 21.45 | 586
| 17 | 21.11 | 392
| 18 | 20.44 | 244
| 19 | 19.47 | 75
| 20 | 17.77 | 0
| 21 | 15.85 | 0
| 22 | 14.39 | 0
| 23 | 13.8 | 0
| 24 | 13.44 | 0
10 | 1 | 8.86 | 0
| 2 | 8.13 | 0
| 3 | 7.89 | 0
| 4 | 7.47 | 0
| 5 | 7.03 | 0
| 6 | 7.02 | 105
| 7 | 8.4 | 286
| 8 | 10.79 | 343
| 9 | 12.08 | 489
| 10 | 12.87 | 551
| 11 | 13.75 | 211
| 12 | 14.57 | 481
| 13 | 14.02 | 308
| 14 | 13.94 | 86
| 15 | 13.65 | 65
| 16 | 12.86 | 91
| 17 | 12.15 | 66
| 18 | 11.35 | 20
| 19 | 11.07 | 7
| 20 | 10.13 | 0
| 21 | 9.78 | 0
| 22 | 9.45 | 0
| 23 | 9.19 | 0
| 24 | 8.91 | 0
11 | 1 | -10 | 41
12 | 1 | 30.8 | 918

## df_Index
HourOfYear | PeriodOfYear
1 | 1
2 | 1
3 | 1
4 | 1
5 | 1
6 | 1
7 | 1
8 | 1
9 | 1
10 | 1
11 | 1
12 | 1
13 | 1
14 | 1
15 | 1
16 | 1
17 | 1
18 | 1
19 | 1
20 | 1
21 | 1
22 | 1
23 | 1
24 | 1
25 | 2
26 | 2
27 | 2
28 | 2
29 | 2
30 | 2
31 | 2
32 | 2
33 | 2
34 | 2
35 | 2
36 | 2
37 | 2
38 | 2
39 | 2
40 | 2
41 | 2
42 | 2
43 | 2
44 | 2
45 | 2
46 | 2
47 | 2
48 | 2
49 | 2
50 | 2
51 | 2
52 | 2
53 | 2
54 | 2
55 | 2
56 | 2
57 | 2
58 | 2
59 | 2
60 | 2
61 | 2
62 | 2
63 | 2
64 | 2
65 | 2
66 | 2
67 | 2
68 | 2
69 | 2
70 | 2
71 | 2
72 | 2
73 | 2
74 | 2
75 | 2
76 | 2
77 | 2
78 | 2
79 | 2
80 | 2
81 | 2
82 | 2
83 | 2
84 | 2
85 | 2
86 | 2
87 | 2
88 | 2
89 | 2
90 | 2
91 | 2
92 | 2
93 | 2
94 | 2
95 | 2
96 | 2
97 | 2
98 | 2
99 | 2
100 | 2
101 | 2
102 | 2
103 | 2
104 | 2
105 | 2
106 | 2
107 | 2
108 | 2
109 | 2
110 | 2
111 | 2
112 | 2
113 | 2
114 | 2
115 | 2
116 | 2
117 | 2
118 | 2
119 | 2
120 | 2
121 | 2
122 | 2
123 | 2
124 | 2
125 | 2
126 | 2
127 | 2
128 | 2
129 | 2
130 | 2
131 | 2
132 | 2
133 | 2
134 | 2
135 | 2
136 | 2
137 | 2
138 | 2
139 | 2
140 | 2
141 | 2
142 | 2
143 | 2
144 | 2
145 | 3
146 | 3
147 | 3
148 | 3
149 | 3
150 | 3
151 | 3
152 | 3
153 | 3
154 | 3
155 | 3
156 | 3
157 | 3
158 | 3
159 | 3
160 | 3
161 | 3
162 | 3
163 | 3
164 | 3
165 | 3
166 | 3
167 | 3
168 | 3
169 | 3
170 | 3
171 | 3
172 | 3
173 | 3
174 | 3
175 | 3
176 | 3
177 | 3
178 | 3
179 | 3
180 | 3
181 | 3
182 | 3
183 | 3
184 | 3
185 | 3
186 | 3
187 | 3
188 | 3
189 | 3
190 | 3
191 | 3
192 | 3
193 | 2
194 | 2
195 | 2
196 | 2
197 | 2
198 | 2
199 | 2
200 | 2
201 | 2
202 | 2
203 | 2
204 | 2
205 | 2
206 | 2
207 | 2
208 | 2
209 | 2
210 | 2
211 | 2
212 | 2
213 | 2
214 | 2
215 | 2
216 | 2
217 | 2
218 | 2
219 | 2
220 | 2
221 | 2
222 | 2
223 | 2
224 | 2
225 | 2
226 | 2
227 | 2
228 | 2
229 | 2
230 | 2
231 | 2
232 | 2
233 | 2
234 | 2
235 | 2
236 | 2
237 | 2
238 | 2
239 | 2
240 | 2
241 | 4
242 | 4
243 | 4
244 | 4
245 | 4
246 | 4
247 | 4
248 | 4
249 | 4
250 | 4
251 | 4
252 | 4
253 | 4
254 | 4
255 | 4
256 | 4
257 | 4
258 | 4
259 | 4
260 | 4
261 | 4
262 | 4
263 | 4
264 | 4
265 | 4
266 | 4
267 | 4
268 | 4
269 | 4
270 | 4
271 | 4
272 | 4
273 | 4
274 | 4
275 | 4
276 | 4
277 | 4
278 | 4
279 | 4
280 | 4
281 | 4
282 | 4
283 | 4
284 | 4
285 | 4
286 | 4
287 | 4
288 | 4
289 | 4
290 | 4
291 | 4
292 | 4
293 | 4
294 | 4
295 | 4
296 | 4
297 | 4
298 | 4
299 | 4
300 | 4
301 | 4
302 | 4
303 | 4
304 | 4
305 | 4
306 | 4
307 | 4
308 | 4
309 | 4
310 | 4
311 | 4
312 | 4
313 | 3
314 | 3
315 | 3
316 | 3
317 | 3
318 | 3
319 | 3
320 | 3
321 | 3
322 | 3
323 | 3
324 | 3
325 | 3
326 | 3
327 | 3
328 | 3
329 | 3
330 | 3
331 | 3
332 | 3
333 | 3
334 | 3
335 | 3
336 | 3
337 | 3
338 | 3
339 | 3
340 | 3
341 | 3
342 | 3
343 | 3
344 | 3
345 | 3
346 | 3
347 | 3
348 | 3
349 | 3
350 | 3
351 | 3
352 | 3
353 | 3
354 | 3
355 | 3
356 | 3
357 | 3
358 | 3
359 | 3
360 | 3
361 | 4
362 | 4
363 | 4
364 | 4
365 | 4
366 | 4
367 | 4
368 | 4
369 | 4
370 | 4
371 | 4
372 | 4
373 | 4
374 | 4
375 | 4
376 | 4
377 | 4
378 | 4
379 | 4
380 | 4
381 | 4
382 | 4
383 | 4
384 | 4
385 | 4
386 | 4
387 | 4
388 | 4
389 | 4
390 | 4
391 | 4
392 | 4
393 | 4
394 | 4
395 | 4
396 | 4
397 | 4
398 | 4
399 | 4
400 | 4
401 | 4
402 | 4
403 | 4
404 | 4
405 | 4
406 | 4
407 | 4
408 | 4
409 | 4
410 | 4
411 | 4
412 | 4
413 | 4
414 | 4
415 | 4
416 | 4
417 | 4
418 | 4
419 | 4
420 | 4
421 | 4
422 | 4
423 | 4
424 | 4
425 | 4
426 | 4
427 | 4
428 | 4
429 | 4
430 | 4
431 | 4
432 | 4
433 | 2
434 | 2
435 | 2
436 | 2
437 | 2
438 | 2
439 | 2
440 | 2
441 | 2
442 | 2
443 | 2
444 | 2
445 | 2
446 | 2
447 | 2
448 | 2
449 | 2
450 | 2
451 | 2
452 | 2
453 | 2
454 | 2
455 | 2
456 | 2
457 | 2
458 | 2
459 | 2
460 | 2
461 | 2
462 | 2
463 | 2
464 | 2
465 | 2
466 | 2
467 | 2
468 | 2
469 | 2
470 | 2
471 | 2
472 | 2
473 | 2
474 | 2
475 | 2
476 | 2
477 | 2
478 | 2
479 | 2
480 | 2
481 | 3
482 | 3
483 | 3
484 | 3
485 | 3
486 | 3
487 | 3
488 | 3
489 | 3
490 | 3
491 | 3
492 | 3
493 | 3
494 | 3
495 | 3
496 | 3
497 | 3
498 | 3
499 | 3
500 | 3
501 | 3
502 | 3
503 | 3
504 | 3
505 | 1
506 | 1
507 | 1
508 | 1
509 | 1
510 | 1
511 | 1
512 | 1
513 | 1
514 | 1
515 | 1
516 | 1
517 | 1
518 | 1
519 | 1
520 | 1
521 | 1
522 | 1
523 | 1
524 | 1
525 | 1
526 | 1
527 | 1
528 | 1
529 | 2
530 | 2
531 | 2
532 | 2
533 | 2
534 | 2
535 | 2
536 | 2
537 | 2
538 | 2
539 | 2
540 | 2
541 | 2
542 | 2
543 | 2
544 | 2
545 | 2
546 | 2
547 | 2
548 | 2
549 | 2
550 | 2
551 | 2
552 | 2
553 | 2
554 | 2
555 | 2
556 | 2
557 | 2
558 | 2
559 | 2
560 | 2
561 | 2
562 | 2
563 | 2
564 | 2
565 | 2
566 | 2
567 | 2
568 | 2
569 | 2
570 | 2
571 | 2
572 | 2
573 | 2
574 | 2
575 | 2
576 | 2
577 | 2
578 | 2
579 | 2
580 | 2
581 | 2
582 | 2
583 | 2
584 | 2
585 | 2
586 | 2
587 | 2
588 | 2
589 | 2
590 | 2
591 | 2
592 | 2
593 | 2
594 | 2
595 | 2
596 | 2
597 | 2
598 | 2
599 | 2
600 | 2
601 | 2
602 | 2
603 | 2
604 | 2
605 | 2
606 | 2
607 | 2
608 | 2
609 | 2
610 | 2
611 | 2
612 | 2
613 | 2
614 | 2
615 | 2
616 | 2
617 | 2
618 | 2
619 | 2
620 | 2
621 | 2
622 | 2
623 | 2
624 | 2
625 | 2
626 | 2
627 | 2
628 | 2
629 | 2
630 | 2
631 | 2
632 | 2
633 | 2
634 | 2
635 | 2
636 | 2
637 | 2
638 | 2
639 | 2
640 | 2
641 | 2
642 | 2
643 | 2
644 | 2
645 | 2
646 | 2
647 | 2
648 | 2
649 | 3
650 | 3
651 | 3
652 | 3
653 | 3
654 | 3
655 | 3
656 | 3
657 | 3
658 | 3
659 | 3
660 | 3
661 | 3
662 | 3
663 | 3
664 | 3
665 | 3
666 | 3
667 | 3
668 | 3
669 | 3
670 | 3
671 | 3
672 | 3
673 | 3
674 | 3
675 | 3
676 | 3
677 | 3
678 | 3
679 | 3
680 | 3
681 | 3
682 | 3
683 | 3
684 | 3
685 | 3
686 | 3
687 | 3
688 | 3
689 | 3
690 | 3
691 | 3
692 | 3
693 | 3
694 | 3
695 | 3
696 | 3
697 | 2
698 | 2
699 | 2
700 | 2
701 | 2
702 | 2
703 | 2
704 | 2
705 | 2
706 | 2
707 | 2
708 | 2
709 | 2
710 | 2
711 | 2
712 | 2
713 | 2
714 | 2
715 | 2
716 | 2
717 | 2
718 | 2
719 | 2
720 | 2
721 | 4
722 | 4
723 | 4
724 | 4
725 | 4
726 | 4
727 | 4
728 | 4
729 | 4
730 | 4
731 | 4
732 | 4
733 | 4
734 | 4
735 | 4
736 | 4
737 | 4
738 | 4
739 | 4
740 | 4
741 | 4
742 | 4
743 | 4
744 | 4
745 | 4
746 | 4
747 | 4
748 | 4
749 | 4
750 | 4
751 | 4
752 | 4
753 | 4
754 | 4
755 | 4
756 | 4
757 | 4
758 | 4
759 | 4
760 | 4
761 | 4
762 | 4
763 | 4
764 | 4
765 | 4
766 | 4
767 | 4
768 | 4
769 | 4
770 | 4
771 | 4
772 | 4
773 | 4
774 | 4
775 | 4
776 | 4
777 | 4
778 | 4
779 | 4
780 | 4
781 | 4
782 | 4
783 | 4
784 | 4
785 | 4
786 | 4
787 | 4
788 | 4
789 | 4
790 | 4
791 | 4
792 | 4
793 | 4
794 | 4
795 | 4
796 | 4
797 | 4
798 | 4
799 | 4
800 | 4
801 | 4
802 | 4
803 | 4
804 | 4
805 | 4
806 | 4
807 | 4
808 | 4
809 | 4
810 | 4
811 | 4
812 | 4
813 | 4
814 | 4
815 | 4
816 | 4
817 | 4
818 | 4
819 | 4
820 | 4
821 | 4
822 | 4
823 | 4
824 | 4
825 | 4
826 | 4
827 | 4
828 | 4
829 | 4
830 | 4
831 | 4
832 | 4
833 | 4
834 | 4
835 | 4
836 | 4
837 | 4
838 | 4
839 | 4
840 | 4
841 | 3
842 | 3
843 | 3
844 | 3
845 | 3
846 | 3
847 | 3
848 | 3
849 | 3
850 | 3
851 | 3
852 | 3
853 | 3
854 | 3
855 | 3
856 | 3
857 | 3
858 | 3
859 | 3
860 | 3
861 | 3
862 | 3
863 | 3
864 | 3
865 | 3
866 | 3
867 | 3
868 | 3
869 | 3
870 | 3
871 | 3
872 | 3
873 | 3
874 | 3
875 | 3
876 | 3
877 | 3
878 | 3
879 | 3
880 | 3
881 | 3
882 | 3
883 | 3
884 | 3
885 | 3
886 | 3
887 | 3
888 | 3
889 | 4
890 | 4
891 | 4
892 | 4
893 | 4
894 | 4
895 | 4
896 | 4
897 | 4
898 | 4
899 | 4
900 | 4
901 | 4
902 | 4
903 | 4
904 | 4
905 | 4
906 | 4
907 | 4
908 | 4
909 | 4
910 | 4
911 | 4
912 | 4
913 | 4
914 | 4
915 | 4
916 | 4
917 | 4
918 | 4
919 | 4
920 | 4
921 | 4
922 | 4
923 | 4
924 | 4
925 | 4
926 | 4
927 | 4
928 | 4
929 | 4
930 | 4
931 | 4
932 | 4
933 | 4
934 | 4
935 | 4
936 | 4
937 | 4
938 | 4
939 | 4
940 | 4
941 | 4
942 | 4
943 | 4
944 | 4
945 | 4
946 | 4
947 | 4
948 | 4
949 | 4
950 | 4
951 | 4
952 | 4
953 | 4
954 | 4
955 | 4
956 | 4
957 | 4
958 | 4
959 | 4
960 | 4
961 | 4
962 | 4
963 | 4
964 | 4
965 | 4
966 | 4
967 | 4
968 | 4
969 | 4
970 | 4
971 | 4
972 | 4
973 | 4
974 | 4
975 | 4
976 | 4
977 | 4
978 | 4
979 | 4
980 | 4
981 | 4
982 | 4
983 | 4
984 | 4
985 | 2
986 | 2
987 | 2
988 | 2
989 | 2
990 | 2
991 | 2
992 | 2
993 | 2
994 | 2
995 | 2
996 | 2
997 | 2
998 | 2
999 | 2
1000 | 2
1001 | 2
1002 | 2
1003 | 2
1004 | 2
1005 | 2
1006 | 2
1007 | 2
1008 | 2
1009 | 1
1010 | 1
1011 | 1
1012 | 1
1013 | 1
1014 | 1
1015 | 1
1016 | 1
1017 | 1
1018 | 1
1019 | 1
1020 | 1
1021 | 1
1022 | 1
1023 | 1
1024 | 1
1025 | 1
1026 | 1
1027 | 1
1028 | 1
1029 | 1
1030 | 1
1031 | 1
1032 | 1
1033 | 3
1034 | 3
1035 | 3
1036 | 3
1037 | 3
1038 | 3
1039 | 3
1040 | 3
1041 | 3
1042 | 3
1043 | 3
1044 | 3
1045 | 3
1046 | 3
1047 | 3
1048 | 3
1049 | 3
1050 | 3
1051 | 3
1052 | 3
1053 | 3
1054 | 3
1055 | 3
1056 | 3
1057 | 4
1058 | 4
1059 | 4
1060 | 4
1061 | 4
1062 | 4
1063 | 4
1064 | 4
1065 | 4
1066 | 4
1067 | 4
1068 | 4
1069 | 4
1070 | 4
1071 | 4
1072 | 4
1073 | 4
1074 | 4
1075 | 4
1076 | 4
1077 | 4
1078 | 4
1079 | 4
1080 | 4
1081 | 4
1082 | 4
1083 | 4
1084 | 4
1085 | 4
1086 | 4
1087 | 4
1088 | 4
1089 | 4
1090 | 4
1091 | 4
1092 | 4
1093 | 4
1094 | 4
1095 | 4
1096 | 4
1097 | 4
1098 | 4
1099 | 4
1100 | 4
1101 | 4
1102 | 4
1103 | 4
1104 | 4
1105 | 4
1106 | 4
1107 | 4
1108 | 4
1109 | 4
1110 | 4
1111 | 4
1112 | 4
1113 | 4
1114 | 4
1115 | 4
1116 | 4
1117 | 4
1118 | 4
1119 | 4
1120 | 4
1121 | 4
1122 | 4
1123 | 4
1124 | 4
1125 | 4
1126 | 4
1127 | 4
1128 | 4
1129 | 4
1130 | 4
1131 | 4
1132 | 4
1133 | 4
1134 | 4
1135 | 4
1136 | 4
1137 | 4
1138 | 4
1139 | 4
1140 | 4
1141 | 4
1142 | 4
1143 | 4
1144 | 4
1145 | 4
1146 | 4
1147 | 4
1148 | 4
1149 | 4
1150 | 4
1151 | 4
1152 | 4
1153 | 4
1154 | 4
1155 | 4
1156 | 4
1157 | 4
1158 | 4
1159 | 4
1160 | 4
1161 | 4
1162 | 4
1163 | 4
1164 | 4
1165 | 4
1166 | 4
1167 | 4
1168 | 4
1169 | 4
1170 | 4
1171 | 4
1172 | 4
1173 | 4
1174 | 4
1175 | 4
1176 | 4
1177 | 3
1178 | 3
1179 | 3
1180 | 3
1181 | 3
1182 | 3
1183 | 3
1184 | 3
1185 | 3
1186 | 3
1187 | 3
1188 | 3
1189 | 3
1190 | 3
1191 | 3
1192 | 3
1193 | 3
1194 | 3
1195 | 3
1196 | 3
1197 | 3
1198 | 3
1199 | 3
1200 | 3
1201 | 3
1202 | 3
1203 | 3
1204 | 3
1205 | 3
1206 | 3
1207 | 3
1208 | 3
1209 | 3
1210 | 3
1211 | 3
1212 | 3
1213 | 3
1214 | 3
1215 | 3
1216 | 3
1217 | 3
1218 | 3
1219 | 3
1220 | 3
1221 | 3
1222 | 3
1223 | 3
1224 | 3
1225 | 4
1226 | 4
1227 | 4
1228 | 4
1229 | 4
1230 | 4
1231 | 4
1232 | 4
1233 | 4
1234 | 4
1235 | 4
1236 | 4
1237 | 4
1238 | 4
1239 | 4
1240 | 4
1241 | 4
1242 | 4
1243 | 4
1244 | 4
1245 | 4
1246 | 4
1247 | 4
1248 | 4
1249 | 4
1250 | 4
1251 | 4
1252 | 4
1253 | 4
1254 | 4
1255 | 4
1256 | 4
1257 | 4
1258 | 4
1259 | 4
1260 | 4
1261 | 4
1262 | 4
1263 | 4
1264 | 4
1265 | 4
1266 | 4
1267 | 4
1268 | 4
1269 | 4
1270 | 4
1271 | 4
1272 | 4
1273 | 4
1274 | 4
1275 | 4
1276 | 4
1277 | 4
1278 | 4
1279 | 4
1280 | 4
1281 | 4
1282 | 4
1283 | 4
1284 | 4
1285 | 4
1286 | 4
1287 | 4
1288 | 4
1289 | 4
1290 | 4
1291 | 4
1292 | 4
1293 | 4
1294 | 4
1295 | 4
1296 | 4
1297 | 4
1298 | 4
1299 | 4
1300 | 4
1301 | 4
1302 | 4
1303 | 4
1304 | 4
1305 | 4
1306 | 4
1307 | 4
1308 | 4
1309 | 4
1310 | 4
1311 | 4
1312 | 4
1313 | 4
1314 | 4
1315 | 4
1316 | 4
1317 | 4
1318 | 4
1319 | 4
1320 | 4
1321 | 4
1322 | 4
1323 | 4
1324 | 4
1325 | 4
1326 | 4
1327 | 4
1328 | 4
1329 | 4
1330 | 4
1331 | 4
1332 | 4
1333 | 4
1334 | 4
1335 | 4
1336 | 4
1337 | 4
1338 | 4
1339 | 4
1340 | 4
1341 | 4
1342 | 4
1343 | 4
1344 | 4
1345 | 3
1346 | 3
1347 | 3
1348 | 3
1349 | 3
1350 | 3
1351 | 3
1352 | 3
1353 | 3
1354 | 3
1355 | 3
1356 | 3
1357 | 3
1358 | 3
1359 | 3
1360 | 3
1361 | 3
1362 | 3
1363 | 3
1364 | 3
1365 | 3
1366 | 3
1367 | 3
1368 | 3
1369 | 3
1370 | 3
1371 | 3
1372 | 3
1373 | 3
1374 | 3
1375 | 3
1376 | 3
1377 | 3
1378 | 3
1379 | 3
1380 | 3
1381 | 3
1382 | 3
1383 | 3
1384 | 3
1385 | 3
1386 | 3
1387 | 3
1388 | 3
1389 | 3
1390 | 3
1391 | 3
1392 | 3
1393 | 4
1394 | 4
1395 | 4
1396 | 4
1397 | 4
1398 | 4
1399 | 4
1400 | 4
1401 | 4
1402 | 4
1403 | 4
1404 | 4
1405 | 4
1406 | 4
1407 | 4
1408 | 4
1409 | 4
1410 | 4
1411 | 4
1412 | 4
1413 | 4
1414 | 4
1415 | 4
1416 | 4
1417 | 1
1418 | 1
1419 | 1
1420 | 1
1421 | 1
1422 | 1
1423 | 1
1424 | 1
1425 | 1
1426 | 1
1427 | 1
1428 | 1
1429 | 1
1430 | 1
1431 | 1
1432 | 1
1433 | 1
1434 | 1
1435 | 1
1436 | 1
1437 | 1
1438 | 1
1439 | 1
1440 | 1
1441 | 2
1442 | 2
1443 | 2
1444 | 2
1445 | 2
1446 | 2
1447 | 2
1448 | 2
1449 | 2
1450 | 2
1451 | 2
1452 | 2
1453 | 2
1454 | 2
1455 | 2
1456 | 2
1457 | 2
1458 | 2
1459 | 2
1460 | 2
1461 | 2
1462 | 2
1463 | 2
1464 | 2
1465 | 2
1466 | 2
1467 | 2
1468 | 2
1469 | 2
1470 | 2
1471 | 2
1472 | 2
1473 | 2
1474 | 2
1475 | 2
1476 | 2
1477 | 2
1478 | 2
1479 | 2
1480 | 2
1481 | 2
1482 | 2
1483 | 2
1484 | 2
1485 | 2
1486 | 2
1487 | 2
1488 | 2
1489 | 2
1490 | 2
1491 | 2
1492 | 2
1493 | 2
1494 | 2
1495 | 2
1496 | 2
1497 | 2
1498 | 2
1499 | 2
1500 | 2
1501 | 2
1502 | 2
1503 | 2
1504 | 2
1505 | 2
1506 | 2
1507 | 2
1508 | 2
1509 | 2
1510 | 2
1511 | 2
1512 | 2
1513 | 2
1514 | 2
1515 | 2
1516 | 2
1517 | 2
1518 | 2
1519 | 2
1520 | 2
1521 | 2
1522 | 2
1523 | 2
1524 | 2
1525 | 2
1526 | 2
1527 | 2
1528 | 2
1529 | 2
1530 | 2
1531 | 2
1532 | 2
1533 | 2
1534 | 2
1535 | 2
1536 | 2
1537 | 2
1538 | 2
1539 | 2
1540 | 2
1541 | 2
1542 | 2
1543 | 2
1544 | 2
1545 | 2
1546 | 2
1547 | 2
1548 | 2
1549 | 2
1550 | 2
1551 | 2
1552 | 2
1553 | 2
1554 | 2
1555 | 2
1556 | 2
1557 | 2
1558 | 2
1559 | 2
1560 | 2
1561 | 5
1562 | 5
1563 | 5
1564 | 5
1565 | 5
1566 | 5
1567 | 5
1568 | 5
1569 | 5
1570 | 5
1571 | 5
1572 | 5
1573 | 5
1574 | 5
1575 | 5
1576 | 5
1577 | 5
1578 | 5
1579 | 5
1580 | 5
1581 | 5
1582 | 5
1583 | 5
1584 | 5
1585 | 3
1586 | 3
1587 | 3
1588 | 3
1589 | 3
1590 | 3
1591 | 3
1592 | 3
1593 | 3
1594 | 3
1595 | 3
1596 | 3
1597 | 3
1598 | 3
1599 | 3
1600 | 3
1601 | 3
1602 | 3
1603 | 3
1604 | 3
1605 | 3
1606 | 3
1607 | 3
1608 | 3
1609 | 2
1610 | 2
1611 | 2
1612 | 2
1613 | 2
1614 | 2
1615 | 2
1616 | 2
1617 | 2
1618 | 2
1619 | 2
1620 | 2
1621 | 2
1622 | 2
1623 | 2
1624 | 2
1625 | 2
1626 | 2
1627 | 2
1628 | 2
1629 | 2
1630 | 2
1631 | 2
1632 | 2
1633 | 2
1634 | 2
1635 | 2
1636 | 2
1637 | 2
1638 | 2
1639 | 2
1640 | 2
1641 | 2
1642 | 2
1643 | 2
1644 | 2
1645 | 2
1646 | 2
1647 | 2
1648 | 2
1649 | 2
1650 | 2
1651 | 2
1652 | 2
1653 | 2
1654 | 2
1655 | 2
1656 | 2
1657 | 6
1658 | 6
1659 | 6
1660 | 6
1661 | 6
1662 | 6
1663 | 6
1664 | 6
1665 | 6
1666 | 6
1667 | 6
1668 | 6
1669 | 6
1670 | 6
1671 | 6
1672 | 6
1673 | 6
1674 | 6
1675 | 6
1676 | 6
1677 | 6
1678 | 6
1679 | 6
1680 | 6
1681 | 6
1682 | 6
1683 | 6
1684 | 6
1685 | 6
1686 | 6
1687 | 6
1688 | 6
1689 | 6
1690 | 6
1691 | 6
1692 | 6
1693 | 6
1694 | 6
1695 | 6
1696 | 6
1697 | 6
1698 | 6
1699 | 6
1700 | 6
1701 | 6
1702 | 6
1703 | 6
1704 | 6
1705 | 6
1706 | 6
1707 | 6
1708 | 6
1709 | 6
1710 | 6
1711 | 6
1712 | 6
1713 | 6
1714 | 6
1715 | 6
1716 | 6
1717 | 6
1718 | 6
1719 | 6
1720 | 6
1721 | 6
1722 | 6
1723 | 6
1724 | 6
1725 | 6
1726 | 6
1727 | 6
1728 | 6
1729 | 5
1730 | 5
1731 | 5
1732 | 5
1733 | 5
1734 | 5
1735 | 5
1736 | 5
1737 | 5
1738 | 5
1739 | 5
1740 | 5
1741 | 5
1742 | 5
1743 | 5
1744 | 5
1745 | 5
1746 | 5
1747 | 5
1748 | 5
1749 | 5
1750 | 5
1751 | 5
1752 | 5
1753 | 5
1754 | 5
1755 | 5
1756 | 5
1757 | 5
1758 | 5
1759 | 5
1760 | 5
1761 | 5
1762 | 5
1763 | 5
1764 | 5
1765 | 5
1766 | 5
1767 | 5
1768 | 5
1769 | 5
1770 | 5
1771 | 5
1772 | 5
1773 | 5
1774 | 5
1775 | 5
1776 | 5
1777 | 6
1778 | 6
1779 | 6
1780 | 6
1781 | 6
1782 | 6
1783 | 6
1784 | 6
1785 | 6
1786 | 6
1787 | 6
1788 | 6
1789 | 6
1790 | 6
1791 | 6
1792 | 6
1793 | 6
1794 | 6
1795 | 6
1796 | 6
1797 | 6
1798 | 6
1799 | 6
1800 | 6
1801 | 6
1802 | 6
1803 | 6
1804 | 6
1805 | 6
1806 | 6
1807 | 6
1808 | 6
1809 | 6
1810 | 6
1811 | 6
1812 | 6
1813 | 6
1814 | 6
1815 | 6
1816 | 6
1817 | 6
1818 | 6
1819 | 6
1820 | 6
1821 | 6
1822 | 6
1823 | 6
1824 | 6
1825 | 6
1826 | 6
1827 | 6
1828 | 6
1829 | 6
1830 | 6
1831 | 6
1832 | 6
1833 | 6
1834 | 6
1835 | 6
1836 | 6
1837 | 6
1838 | 6
1839 | 6
1840 | 6
1841 | 6
1842 | 6
1843 | 6
1844 | 6
1845 | 6
1846 | 6
1847 | 6
1848 | 6
1849 | 6
1850 | 6
1851 | 6
1852 | 6
1853 | 6
1854 | 6
1855 | 6
1856 | 6
1857 | 6
1858 | 6
1859 | 6
1860 | 6
1861 | 6
1862 | 6
1863 | 6
1864 | 6
1865 | 6
1866 | 6
1867 | 6
1868 | 6
1869 | 6
1870 | 6
1871 | 6
1872 | 6
1873 | 6
1874 | 6
1875 | 6
1876 | 6
1877 | 6
1878 | 6
1879 | 6
1880 | 6
1881 | 6
1882 | 6
1883 | 6
1884 | 6
1885 | 6
1886 | 6
1887 | 6
1888 | 6
1889 | 6
1890 | 6
1891 | 6
1892 | 6
1893 | 6
1894 | 6
1895 | 6
1896 | 6
1897 | 5
1898 | 5
1899 | 5
1900 | 5
1901 | 5
1902 | 5
1903 | 5
1904 | 5
1905 | 5
1906 | 5
1907 | 5
1908 | 5
1909 | 5
1910 | 5
1911 | 5
1912 | 5
1913 | 5
1914 | 5
1915 | 5
1916 | 5
1917 | 5
1918 | 5
1919 | 5
1920 | 5
1921 | 5
1922 | 5
1923 | 5
1924 | 5
1925 | 5
1926 | 5
1927 | 5
1928 | 5
1929 | 5
1930 | 5
1931 | 5
1932 | 5
1933 | 5
1934 | 5
1935 | 5
1936 | 5
1937 | 5
1938 | 5
1939 | 5
1940 | 5
1941 | 5
1942 | 5
1943 | 5
1944 | 5
1945 | 6
1946 | 6
1947 | 6
1948 | 6
1949 | 6
1950 | 6
1951 | 6
1952 | 6
1953 | 6
1954 | 6
1955 | 6
1956 | 6
1957 | 6
1958 | 6
1959 | 6
1960 | 6
1961 | 6
1962 | 6
1963 | 6
1964 | 6
1965 | 6
1966 | 6
1967 | 6
1968 | 6
1969 | 2
1970 | 2
1971 | 2
1972 | 2
1973 | 2
1974 | 2
1975 | 2
1976 | 2
1977 | 2
1978 | 2
1979 | 2
1980 | 2
1981 | 2
1982 | 2
1983 | 2
1984 | 2
1985 | 2
1986 | 2
1987 | 2
1988 | 2
1989 | 2
1990 | 2
1991 | 2
1992 | 2
1993 | 2
1994 | 2
1995 | 2
1996 | 2
1997 | 2
1998 | 2
1999 | 2
2000 | 2
2001 | 2
2002 | 2
2003 | 2
2004 | 2
2005 | 2
2006 | 2
2007 | 2
2008 | 2
2009 | 2
2010 | 2
2011 | 2
2012 | 2
2013 | 2
2014 | 2
2015 | 2
2016 | 2
2017 | 6
2018 | 6
2019 | 6
2020 | 6
2021 | 6
2022 | 6
2023 | 6
2024 | 6
2025 | 6
2026 | 6
2027 | 6
2028 | 6
2029 | 6
2030 | 6
2031 | 6
2032 | 6
2033 | 6
2034 | 6
2035 | 6
2036 | 6
2037 | 6
2038 | 6
2039 | 6
2040 | 6
2041 | 6
2042 | 6
2043 | 6
2044 | 6
2045 | 6
2046 | 6
2047 | 6
2048 | 6
2049 | 6
2050 | 6
2051 | 6
2052 | 6
2053 | 6
2054 | 6
2055 | 6
2056 | 6
2057 | 6
2058 | 6
2059 | 6
2060 | 6
2061 | 6
2062 | 6
2063 | 6
2064 | 6
2065 | 1
2066 | 1
2067 | 1
2068 | 1
2069 | 1
2070 | 1
2071 | 1
2072 | 1
2073 | 1
2074 | 1
2075 | 1
2076 | 1
2077 | 1
2078 | 1
2079 | 1
2080 | 1
2081 | 1
2082 | 1
2083 | 1
2084 | 1
2085 | 1
2086 | 1
2087 | 1
2088 | 1
2089 | 5
2090 | 5
2091 | 5
2092 | 5
2093 | 5
2094 | 5
2095 | 5
2096 | 5
2097 | 5
2098 | 5
2099 | 5
2100 | 5
2101 | 5
2102 | 5
2103 | 5
2104 | 5
2105 | 5
2106 | 5
2107 | 5
2108 | 5
2109 | 5
2110 | 5
2111 | 5
2112 | 5
2113 | 2
2114 | 2
2115 | 2
2116 | 2
2117 | 2
2118 | 2
2119 | 2
2120 | 2
2121 | 2
2122 | 2
2123 | 2
2124 | 2
2125 | 2
2126 | 2
2127 | 2
2128 | 2
2129 | 2
2130 | 2
2131 | 2
2132 | 2
2133 | 2
2134 | 2
2135 | 2
2136 | 2
2137 | 6
2138 | 6
2139 | 6
2140 | 6
2141 | 6
2142 | 6
2143 | 6
2144 | 6
2145 | 6
2146 | 6
2147 | 6
2148 | 6
2149 | 6
2150 | 6
2151 | 6
2152 | 6
2153 | 6
2154 | 6
2155 | 6
2156 | 6
2157 | 6
2158 | 6
2159 | 6
2160 | 6
2161 | 1
2162 | 1
2163 | 1
2164 | 1
2165 | 1
2166 | 1
2167 | 1
2168 | 1
2169 | 1
2170 | 1
2171 | 1
2172 | 1
2173 | 1
2174 | 1
2175 | 1
2176 | 1
2177 | 1
2178 | 1
2179 | 1
2180 | 1
2181 | 1
2182 | 1
2183 | 1
2184 | 1
2185 | 5
2186 | 5
2187 | 5
2188 | 5
2189 | 5
2190 | 5
2191 | 5
2192 | 5
2193 | 5
2194 | 5
2195 | 5
2196 | 5
2197 | 5
2198 | 5
2199 | 5
2200 | 5
2201 | 5
2202 | 5
2203 | 5
2204 | 5
2205 | 5
2206 | 5
2207 | 5
2208 | 5
2209 | 6
2210 | 6
2211 | 6
2212 | 6
2213 | 6
2214 | 6
2215 | 6
2216 | 6
2217 | 6
2218 | 6
2219 | 6
2220 | 6
2221 | 6
2222 | 6
2223 | 6
2224 | 6
2225 | 6
2226 | 6
2227 | 6
2228 | 6
2229 | 6
2230 | 6
2231 | 6
2232 | 6
2233 | 6
2234 | 6
2235 | 6
2236 | 6
2237 | 6
2238 | 6
2239 | 6
2240 | 6
2241 | 6
2242 | 6
2243 | 6
2244 | 6
2245 | 6
2246 | 6
2247 | 6
2248 | 6
2249 | 6
2250 | 6
2251 | 6
2252 | 6
2253 | 6
2254 | 6
2255 | 6
2256 | 6
2257 | 2
2258 | 2
2259 | 2
2260 | 2
2261 | 2
2262 | 2
2263 | 2
2264 | 2
2265 | 2
2266 | 2
2267 | 2
2268 | 2
2269 | 2
2270 | 2
2271 | 2
2272 | 2
2273 | 2
2274 | 2
2275 | 2
2276 | 2
2277 | 2
2278 | 2
2279 | 2
2280 | 2
2281 | 6
2282 | 6
2283 | 6
2284 | 6
2285 | 6
2286 | 6
2287 | 6
2288 | 6
2289 | 6
2290 | 6
2291 | 6
2292 | 6
2293 | 6
2294 | 6
2295 | 6
2296 | 6
2297 | 6
2298 | 6
2299 | 6
2300 | 6
2301 | 6
2302 | 6
2303 | 6
2304 | 6
2305 | 6
2306 | 6
2307 | 6
2308 | 6
2309 | 6
2310 | 6
2311 | 6
2312 | 6
2313 | 6
2314 | 6
2315 | 6
2316 | 6
2317 | 6
2318 | 6
2319 | 6
2320 | 6
2321 | 6
2322 | 6
2323 | 6
2324 | 6
2325 | 6
2326 | 6
2327 | 6
2328 | 6
2329 | 5
2330 | 5
2331 | 5
2332 | 5
2333 | 5
2334 | 5
2335 | 5
2336 | 5
2337 | 5
2338 | 5
2339 | 5
2340 | 5
2341 | 5
2342 | 5
2343 | 5
2344 | 5
2345 | 5
2346 | 5
2347 | 5
2348 | 5
2349 | 5
2350 | 5
2351 | 5
2352 | 5
2353 | 1
2354 | 1
2355 | 1
2356 | 1
2357 | 1
2358 | 1
2359 | 1
2360 | 1
2361 | 1
2362 | 1
2363 | 1
2364 | 1
2365 | 1
2366 | 1
2367 | 1
2368 | 1
2369 | 1
2370 | 1
2371 | 1
2372 | 1
2373 | 1
2374 | 1
2375 | 1
2376 | 1
2377 | 2
2378 | 2
2379 | 2
2380 | 2
2381 | 2
2382 | 2
2383 | 2
2384 | 2
2385 | 2
2386 | 2
2387 | 2
2388 | 2
2389 | 2
2390 | 2
2391 | 2
2392 | 2
2393 | 2
2394 | 2
2395 | 2
2396 | 2
2397 | 2
2398 | 2
2399 | 2
2400 | 2
2401 | 6
2402 | 6
2403 | 6
2404 | 6
2405 | 6
2406 | 6
2407 | 6
2408 | 6
2409 | 6
2410 | 6
2411 | 6
2412 | 6
2413 | 6
2414 | 6
2415 | 6
2416 | 6
2417 | 6
2418 | 6
2419 | 6
2420 | 6
2421 | 6
2422 | 6
2423 | 6
2424 | 6
2425 | 2
2426 | 2
2427 | 2
2428 | 2
2429 | 2
2430 | 2
2431 | 2
2432 | 2
2433 | 2
2434 | 2
2435 | 2
2436 | 2
2437 | 2
2438 | 2
2439 | 2
2440 | 2
2441 | 2
2442 | 2
2443 | 2
2444 | 2
2445 | 2
2446 | 2
2447 | 2
2448 | 2
2449 | 2
2450 | 2
2451 | 2
2452 | 2
2453 | 2
2454 | 2
2455 | 2
2456 | 2
2457 | 2
2458 | 2
2459 | 2
2460 | 2
2461 | 2
2462 | 2
2463 | 2
2464 | 2
2465 | 2
2466 | 2
2467 | 2
2468 | 2
2469 | 2
2470 | 2
2471 | 2
2472 | 2
2473 | 6
2474 | 6
2475 | 6
2476 | 6
2477 | 6
2478 | 6
2479 | 6
2480 | 6
2481 | 6
2482 | 6
2483 | 6
2484 | 6
2485 | 6
2486 | 6
2487 | 6
2488 | 6
2489 | 6
2490 | 6
2491 | 6
2492 | 6
2493 | 6
2494 | 6
2495 | 6
2496 | 6
2497 | 1
2498 | 1
2499 | 1
2500 | 1
2501 | 1
2502 | 1
2503 | 1
2504 | 1
2505 | 1
2506 | 1
2507 | 1
2508 | 1
2509 | 1
2510 | 1
2511 | 1
2512 | 1
2513 | 1
2514 | 1
2515 | 1
2516 | 1
2517 | 1
2518 | 1
2519 | 1
2520 | 1
2521 | 5
2522 | 5
2523 | 5
2524 | 5
2525 | 5
2526 | 5
2527 | 5
2528 | 5
2529 | 5
2530 | 5
2531 | 5
2532 | 5
2533 | 5
2534 | 5
2535 | 5
2536 | 5
2537 | 5
2538 | 5
2539 | 5
2540 | 5
2541 | 5
2542 | 5
2543 | 5
2544 | 5
2545 | 6
2546 | 6
2547 | 6
2548 | 6
2549 | 6
2550 | 6
2551 | 6
2552 | 6
2553 | 6
2554 | 6
2555 | 6
2556 | 6
2557 | 6
2558 | 6
2559 | 6
2560 | 6
2561 | 6
2562 | 6
2563 | 6
2564 | 6
2565 | 6
2566 | 6
2567 | 6
2568 | 6
2569 | 6
2570 | 6
2571 | 6
2572 | 6
2573 | 6
2574 | 6
2575 | 6
2576 | 6
2577 | 6
2578 | 6
2579 | 6
2580 | 6
2581 | 6
2582 | 6
2583 | 6
2584 | 6
2585 | 6
2586 | 6
2587 | 6
2588 | 6
2589 | 6
2590 | 6
2591 | 6
2592 | 6
2593 | 6
2594 | 6
2595 | 6
2596 | 6
2597 | 6
2598 | 6
2599 | 6
2600 | 6
2601 | 6
2602 | 6
2603 | 6
2604 | 6
2605 | 6
2606 | 6
2607 | 6
2608 | 6
2609 | 6
2610 | 6
2611 | 6
2612 | 6
2613 | 6
2614 | 6
2615 | 6
2616 | 6
2617 | 7
2618 | 7
2619 | 7
2620 | 7
2621 | 7
2622 | 7
2623 | 7
2624 | 7
2625 | 7
2626 | 7
2627 | 7
2628 | 7
2629 | 7
2630 | 7
2631 | 7
2632 | 7
2633 | 7
2634 | 7
2635 | 7
2636 | 7
2637 | 7
2638 | 7
2639 | 7
2640 | 7
2641 | 8
2642 | 8
2643 | 8
2644 | 8
2645 | 8
2646 | 8
2647 | 8
2648 | 8
2649 | 8
2650 | 8
2651 | 8
2652 | 8
2653 | 8
2654 | 8
2655 | 8
2656 | 8
2657 | 8
2658 | 8
2659 | 8
2660 | 8
2661 | 8
2662 | 8
2663 | 8
2664 | 8
2665 | 9
2666 | 9
2667 | 9
2668 | 9
2669 | 9
2670 | 9
2671 | 9
2672 | 9
2673 | 9
2674 | 9
2675 | 9
2676 | 9
2677 | 9
2678 | 9
2679 | 9
2680 | 9
2681 | 9
2682 | 9
2683 | 9
2684 | 9
2685 | 9
2686 | 9
2687 | 9
2688 | 9
2689 | 9
2690 | 9
2691 | 9
2692 | 9
2693 | 9
2694 | 9
2695 | 9
2696 | 9
2697 | 9
2698 | 9
2699 | 9
2700 | 9
2701 | 9
2702 | 9
2703 | 9
2704 | 9
2705 | 9
2706 | 9
2707 | 9
2708 | 9
2709 | 9
2710 | 9
2711 | 9
2712 | 9
2713 | 7
2714 | 7
2715 | 7
2716 | 7
2717 | 7
2718 | 7
2719 | 7
2720 | 7
2721 | 7
2722 | 7
2723 | 7
2724 | 7
2725 | 7
2726 | 7
2727 | 7
2728 | 7
2729 | 7
2730 | 7
2731 | 7
2732 | 7
2733 | 7
2734 | 7
2735 | 7
2736 | 7
2737 | 7
2738 | 7
2739 | 7
2740 | 7
2741 | 7
2742 | 7
2743 | 7
2744 | 7
2745 | 7
2746 | 7
2747 | 7
2748 | 7
2749 | 7
2750 | 7
2751 | 7
2752 | 7
2753 | 7
2754 | 7
2755 | 7
2756 | 7
2757 | 7
2758 | 7
2759 | 7
2760 | 7
2761 | 7
2762 | 7
2763 | 7
2764 | 7
2765 | 7
2766 | 7
2767 | 7
2768 | 7
2769 | 7
2770 | 7
2771 | 7
2772 | 7
2773 | 7
2774 | 7
2775 | 7
2776 | 7
2777 | 7
2778 | 7
2779 | 7
2780 | 7
2781 | 7
2782 | 7
2783 | 7
2784 | 7
2785 | 7
2786 | 7
2787 | 7
2788 | 7
2789 | 7
2790 | 7
2791 | 7
2792 | 7
2793 | 7
2794 | 7
2795 | 7
2796 | 7
2797 | 7
2798 | 7
2799 | 7
2800 | 7
2801 | 7
2802 | 7
2803 | 7
2804 | 7
2805 | 7
2806 | 7
2807 | 7
2808 | 7
2809 | 10
2810 | 10
2811 | 10
2812 | 10
2813 | 10
2814 | 10
2815 | 10
2816 | 10
2817 | 10
2818 | 10
2819 | 10
2820 | 10
2821 | 10
2822 | 10
2823 | 10
2824 | 10
2825 | 10
2826 | 10
2827 | 10
2828 | 10
2829 | 10
2830 | 10
2831 | 10
2832 | 10
2833 | 5
2834 | 5
2835 | 5
2836 | 5
2837 | 5
2838 | 5
2839 | 5
2840 | 5
2841 | 5
2842 | 5
2843 | 5
2844 | 5
2845 | 5
2846 | 5
2847 | 5
2848 | 5
2849 | 5
2850 | 5
2851 | 5
2852 | 5
2853 | 5
2854 | 5
2855 | 5
2856 | 5
2857 | 9
2858 | 9
2859 | 9
2860 | 9
2861 | 9
2862 | 9
2863 | 9
2864 | 9
2865 | 9
2866 | 9
2867 | 9
2868 | 9
2869 | 9
2870 | 9
2871 | 9
2872 | 9
2873 | 9
2874 | 9
2875 | 9
2876 | 9
2877 | 9
2878 | 9
2879 | 9
2880 | 9
2881 | 1
2882 | 1
2883 | 1
2884 | 1
2885 | 1
2886 | 1
2887 | 1
2888 | 1
2889 | 1
2890 | 1
2891 | 1
2892 | 1
2893 | 1
2894 | 1
2895 | 1
2896 | 1
2897 | 1
2898 | 1
2899 | 1
2900 | 1
2901 | 1
2902 | 1
2903 | 1
2904 | 1
2905 | 1
2906 | 1
2907 | 1
2908 | 1
2909 | 1
2910 | 1
2911 | 1
2912 | 1
2913 | 1
2914 | 1
2915 | 1
2916 | 1
2917 | 1
2918 | 1
2919 | 1
2920 | 1
2921 | 1
2922 | 1
2923 | 1
2924 | 1
2925 | 1
2926 | 1
2927 | 1
2928 | 1
2929 | 10
2930 | 10
2931 | 10
2932 | 10
2933 | 10
2934 | 10
2935 | 10
2936 | 10
2937 | 10
2938 | 10
2939 | 10
2940 | 10
2941 | 10
2942 | 10
2943 | 10
2944 | 10
2945 | 10
2946 | 10
2947 | 10
2948 | 10
2949 | 10
2950 | 10
2951 | 10
2952 | 10
2953 | 10
2954 | 10
2955 | 10
2956 | 10
2957 | 10
2958 | 10
2959 | 10
2960 | 10
2961 | 10
2962 | 10
2963 | 10
2964 | 10
2965 | 10
2966 | 10
2967 | 10
2968 | 10
2969 | 10
2970 | 10
2971 | 10
2972 | 10
2973 | 10
2974 | 10
2975 | 10
2976 | 10
2977 | 10
2978 | 10
2979 | 10
2980 | 10
2981 | 10
2982 | 10
2983 | 10
2984 | 10
2985 | 10
2986 | 10
2987 | 10
2988 | 10
2989 | 10
2990 | 10
2991 | 10
2992 | 10
2993 | 10
2994 | 10
2995 | 10
2996 | 10
2997 | 10
2998 | 10
2999 | 10
3000 | 10
3001 | 10
3002 | 10
3003 | 10
3004 | 10
3005 | 10
3006 | 10
3007 | 10
3008 | 10
3009 | 10
3010 | 10
3011 | 10
3012 | 10
3013 | 10
3014 | 10
3015 | 10
3016 | 10
3017 | 10
3018 | 10
3019 | 10
3020 | 10
3021 | 10
3022 | 10
3023 | 10
3024 | 10
3025 | 6
3026 | 6
3027 | 6
3028 | 6
3029 | 6
3030 | 6
3031 | 6
3032 | 6
3033 | 6
3034 | 6
3035 | 6
3036 | 6
3037 | 6
3038 | 6
3039 | 6
3040 | 6
3041 | 6
3042 | 6
3043 | 6
3044 | 6
3045 | 6
3046 | 6
3047 | 6
3048 | 6
3049 | 5
3050 | 5
3051 | 5
3052 | 5
3053 | 5
3054 | 5
3055 | 5
3056 | 5
3057 | 5
3058 | 5
3059 | 5
3060 | 5
3061 | 5
3062 | 5
3063 | 5
3064 | 5
3065 | 5
3066 | 5
3067 | 5
3068 | 5
3069 | 5
3070 | 5
3071 | 5
3072 | 5
3073 | 1
3074 | 1
3075 | 1
3076 | 1
3077 | 1
3078 | 1
3079 | 1
3080 | 1
3081 | 1
3082 | 1
3083 | 1
3084 | 1
3085 | 1
3086 | 1
3087 | 1
3088 | 1
3089 | 1
3090 | 1
3091 | 1
3092 | 1
3093 | 1
3094 | 1
3095 | 1
3096 | 1
3097 | 7
3098 | 7
3099 | 7
3100 | 7
3101 | 7
3102 | 7
3103 | 7
3104 | 7
3105 | 7
3106 | 7
3107 | 7
3108 | 7
3109 | 7
3110 | 7
3111 | 7
3112 | 7
3113 | 7
3114 | 7
3115 | 7
3116 | 7
3117 | 7
3118 | 7
3119 | 7
3120 | 7
3121 | 10
3122 | 10
3123 | 10
3124 | 10
3125 | 10
3126 | 10
3127 | 10
3128 | 10
3129 | 10
3130 | 10
3131 | 10
3132 | 10
3133 | 10
3134 | 10
3135 | 10
3136 | 10
3137 | 10
3138 | 10
3139 | 10
3140 | 10
3141 | 10
3142 | 10
3143 | 10
3144 | 10
3145 | 10
3146 | 10
3147 | 10
3148 | 10
3149 | 10
3150 | 10
3151 | 10
3152 | 10
3153 | 10
3154 | 10
3155 | 10
3156 | 10
3157 | 10
3158 | 10
3159 | 10
3160 | 10
3161 | 10
3162 | 10
3163 | 10
3164 | 10
3165 | 10
3166 | 10
3167 | 10
3168 | 10
3169 | 10
3170 | 10
3171 | 10
3172 | 10
3173 | 10
3174 | 10
3175 | 10
3176 | 10
3177 | 10
3178 | 10
3179 | 10
3180 | 10
3181 | 10
3182 | 10
3183 | 10
3184 | 10
3185 | 10
3186 | 10
3187 | 10
3188 | 10
3189 | 10
3190 | 10
3191 | 10
3192 | 10
3193 | 6
3194 | 6
3195 | 6
3196 | 6
3197 | 6
3198 | 6
3199 | 6
3200 | 6
3201 | 6
3202 | 6
3203 | 6
3204 | 6
3205 | 6
3206 | 6
3207 | 6
3208 | 6
3209 | 6
3210 | 6
3211 | 6
3212 | 6
3213 | 6
3214 | 6
3215 | 6
3216 | 6
3217 | 5
3218 | 5
3219 | 5
3220 | 5
3221 | 5
3222 | 5
3223 | 5
3224 | 5
3225 | 5
3226 | 5
3227 | 5
3228 | 5
3229 | 5
3230 | 5
3231 | 5
3232 | 5
3233 | 5
3234 | 5
3235 | 5
3236 | 5
3237 | 5
3238 | 5
3239 | 5
3240 | 5
3241 | 5
3242 | 5
3243 | 5
3244 | 5
3245 | 5
3246 | 5
3247 | 5
3248 | 5
3249 | 5
3250 | 5
3251 | 5
3252 | 5
3253 | 5
3254 | 5
3255 | 5
3256 | 5
3257 | 5
3258 | 5
3259 | 5
3260 | 5
3261 | 5
3262 | 5
3263 | 5
3264 | 5
3265 | 7
3266 | 7
3267 | 7
3268 | 7
3269 | 7
3270 | 7
3271 | 7
3272 | 7
3273 | 7
3274 | 7
3275 | 7
3276 | 7
3277 | 7
3278 | 7
3279 | 7
3280 | 7
3281 | 7
3282 | 7
3283 | 7
3284 | 7
3285 | 7
3286 | 7
3287 | 7
3288 | 7
3289 | 7
3290 | 7
3291 | 7
3292 | 7
3293 | 7
3294 | 7
3295 | 7
3296 | 7
3297 | 7
3298 | 7
3299 | 7
3300 | 7
3301 | 7
3302 | 7
3303 | 7
3304 | 7
3305 | 7
3306 | 7
3307 | 7
3308 | 7
3309 | 7
3310 | 7
3311 | 7
3312 | 7
3313 | 6
3314 | 6
3315 | 6
3316 | 6
3317 | 6
3318 | 6
3319 | 6
3320 | 6
3321 | 6
3322 | 6
3323 | 6
3324 | 6
3325 | 6
3326 | 6
3327 | 6
3328 | 6
3329 | 6
3330 | 6
3331 | 6
3332 | 6
3333 | 6
3334 | 6
3335 | 6
3336 | 6
3337 | 6
3338 | 6
3339 | 6
3340 | 6
3341 | 6
3342 | 6
3343 | 6
3344 | 6
3345 | 6
3346 | 6
3347 | 6
3348 | 6
3349 | 6
3350 | 6
3351 | 6
3352 | 6
3353 | 6
3354 | 6
3355 | 6
3356 | 6
3357 | 6
3358 | 6
3359 | 6
3360 | 6
3361 | 6
3362 | 6
3363 | 6
3364 | 6
3365 | 6
3366 | 6
3367 | 6
3368 | 6
3369 | 6
3370 | 6
3371 | 6
3372 | 6
3373 | 6
3374 | 6
3375 | 6
3376 | 6
3377 | 6
3378 | 6
3379 | 6
3380 | 6
3381 | 6
3382 | 6
3383 | 6
3384 | 6
3385 | 9
3386 | 9
3387 | 9
3388 | 9
3389 | 9
3390 | 9
3391 | 9
3392 | 9
3393 | 9
3394 | 9
3395 | 9
3396 | 9
3397 | 9
3398 | 9
3399 | 9
3400 | 9
3401 | 9
3402 | 9
3403 | 9
3404 | 9
3405 | 9
3406 | 9
3407 | 9
3408 | 9
3409 | 9
3410 | 9
3411 | 9
3412 | 9
3413 | 9
3414 | 9
3415 | 9
3416 | 9
3417 | 9
3418 | 9
3419 | 9
3420 | 9
3421 | 9
3422 | 9
3423 | 9
3424 | 9
3425 | 9
3426 | 9
3427 | 9
3428 | 9
3429 | 9
3430 | 9
3431 | 9
3432 | 9
3433 | 8
3434 | 8
3435 | 8
3436 | 8
3437 | 8
3438 | 8
3439 | 8
3440 | 8
3441 | 8
3442 | 8
3443 | 8
3444 | 8
3445 | 8
3446 | 8
3447 | 8
3448 | 8
3449 | 8
3450 | 8
3451 | 8
3452 | 8
3453 | 8
3454 | 8
3455 | 8
3456 | 8
3457 | 8
3458 | 8
3459 | 8
3460 | 8
3461 | 8
3462 | 8
3463 | 8
3464 | 8
3465 | 8
3466 | 8
3467 | 8
3468 | 8
3469 | 8
3470 | 8
3471 | 8
3472 | 8
3473 | 8
3474 | 8
3475 | 8
3476 | 8
3477 | 8
3478 | 8
3479 | 8
3480 | 8
3481 | 8
3482 | 8
3483 | 8
3484 | 8
3485 | 8
3486 | 8
3487 | 8
3488 | 8
3489 | 8
3490 | 8
3491 | 8
3492 | 8
3493 | 8
3494 | 8
3495 | 8
3496 | 8
3497 | 8
3498 | 8
3499 | 8
3500 | 8
3501 | 8
3502 | 8
3503 | 8
3504 | 8
3505 | 7
3506 | 7
3507 | 7
3508 | 7
3509 | 7
3510 | 7
3511 | 7
3512 | 7
3513 | 7
3514 | 7
3515 | 7
3516 | 7
3517 | 7
3518 | 7
3519 | 7
3520 | 7
3521 | 7
3522 | 7
3523 | 7
3524 | 7
3525 | 7
3526 | 7
3527 | 7
3528 | 7
3529 | 7
3530 | 7
3531 | 7
3532 | 7
3533 | 7
3534 | 7
3535 | 7
3536 | 7
3537 | 7
3538 | 7
3539 | 7
3540 | 7
3541 | 7
3542 | 7
3543 | 7
3544 | 7
3545 | 7
3546 | 7
3547 | 7
3548 | 7
3549 | 7
3550 | 7
3551 | 7
3552 | 7
3553 | 9
3554 | 9
3555 | 9
3556 | 9
3557 | 9
3558 | 9
3559 | 9
3560 | 9
3561 | 9
3562 | 9
3563 | 9
3564 | 9
3565 | 9
3566 | 9
3567 | 9
3568 | 9
3569 | 9
3570 | 9
3571 | 9
3572 | 9
3573 | 9
3574 | 9
3575 | 9
3576 | 9
3577 | 1
3578 | 1
3579 | 1
3580 | 1
3581 | 1
3582 | 1
3583 | 1
3584 | 1
3585 | 1
3586 | 1
3587 | 1
3588 | 1
3589 | 1
3590 | 1
3591 | 1
3592 | 1
3593 | 1
3594 | 1
3595 | 1
3596 | 1
3597 | 1
3598 | 1
3599 | 1
3600 | 1
3601 | 7
3602 | 7
3603 | 7
3604 | 7
3605 | 7
3606 | 7
3607 | 7
3608 | 7
3609 | 7
3610 | 7
3611 | 7
3612 | 7
3613 | 7
3614 | 7
3615 | 7
3616 | 7
3617 | 7
3618 | 7
3619 | 7
3620 | 7
3621 | 7
3622 | 7
3623 | 7
3624 | 7
3625 | 7
3626 | 7
3627 | 7
3628 | 7
3629 | 7
3630 | 7
3631 | 7
3632 | 7
3633 | 7
3634 | 7
3635 | 7
3636 | 7
3637 | 7
3638 | 7
3639 | 7
3640 | 7
3641 | 7
3642 | 7
3643 | 7
3644 | 7
3645 | 7
3646 | 7
3647 | 7
3648 | 7
3649 | 8
3650 | 8
3651 | 8
3652 | 8
3653 | 8
3654 | 8
3655 | 8
3656 | 8
3657 | 8
3658 | 8
3659 | 8
3660 | 8
3661 | 8
3662 | 8
3663 | 8
3664 | 8
3665 | 8
3666 | 8
3667 | 8
3668 | 8
3669 | 8
3670 | 8
3671 | 8
3672 | 8
3673 | 8
3674 | 8
3675 | 8
3676 | 8
3677 | 8
3678 | 8
3679 | 8
3680 | 8
3681 | 8
3682 | 8
3683 | 8
3684 | 8
3685 | 8
3686 | 8
3687 | 8
3688 | 8
3689 | 8
3690 | 8
3691 | 8
3692 | 8
3693 | 8
3694 | 8
3695 | 8
3696 | 8
3697 | 8
3698 | 8
3699 | 8
3700 | 8
3701 | 8
3702 | 8
3703 | 8
3704 | 8
3705 | 8
3706 | 8
3707 | 8
3708 | 8
3709 | 8
3710 | 8
3711 | 8
3712 | 8
3713 | 8
3714 | 8
3715 | 8
3716 | 8
3717 | 8
3718 | 8
3719 | 8
3720 | 8
3721 | 8
3722 | 8
3723 | 8
3724 | 8
3725 | 8
3726 | 8
3727 | 8
3728 | 8
3729 | 8
3730 | 8
3731 | 8
3732 | 8
3733 | 8
3734 | 8
3735 | 8
3736 | 8
3737 | 8
3738 | 8
3739 | 8
3740 | 8
3741 | 8
3742 | 8
3743 | 8
3744 | 8
3745 | 9
3746 | 9
3747 | 9
3748 | 9
3749 | 9
3750 | 9
3751 | 9
3752 | 9
3753 | 9
3754 | 9
3755 | 9
3756 | 9
3757 | 9
3758 | 9
3759 | 9
3760 | 9
3761 | 9
3762 | 9
3763 | 9
3764 | 9
3765 | 9
3766 | 9
3767 | 9
3768 | 9
3769 | 9
3770 | 9
3771 | 9
3772 | 9
3773 | 9
3774 | 9
3775 | 9
3776 | 9
3777 | 9
3778 | 9
3779 | 9
3780 | 9
3781 | 9
3782 | 9
3783 | 9
3784 | 9
3785 | 9
3786 | 9
3787 | 9
3788 | 9
3789 | 9
3790 | 9
3791 | 9
3792 | 9
3793 | 8
3794 | 8
3795 | 8
3796 | 8
3797 | 8
3798 | 8
3799 | 8
3800 | 8
3801 | 8
3802 | 8
3803 | 8
3804 | 8
3805 | 8
3806 | 8
3807 | 8
3808 | 8
3809 | 8
3810 | 8
3811 | 8
3812 | 8
3813 | 8
3814 | 8
3815 | 8
3816 | 8
3817 | 7
3818 | 7
3819 | 7
3820 | 7
3821 | 7
3822 | 7
3823 | 7
3824 | 7
3825 | 7
3826 | 7
3827 | 7
3828 | 7
3829 | 7
3830 | 7
3831 | 7
3832 | 7
3833 | 7
3834 | 7
3835 | 7
3836 | 7
3837 | 7
3838 | 7
3839 | 7
3840 | 7
3841 | 7
3842 | 7
3843 | 7
3844 | 7
3845 | 7
3846 | 7
3847 | 7
3848 | 7
3849 | 7
3850 | 7
3851 | 7
3852 | 7
3853 | 7
3854 | 7
3855 | 7
3856 | 7
3857 | 7
3858 | 7
3859 | 7
3860 | 7
3861 | 7
3862 | 7
3863 | 7
3864 | 7
3865 | 8
3866 | 8
3867 | 8
3868 | 8
3869 | 8
3870 | 8
3871 | 8
3872 | 8
3873 | 8
3874 | 8
3875 | 8
3876 | 8
3877 | 8
3878 | 8
3879 | 8
3880 | 8
3881 | 8
3882 | 8
3883 | 8
3884 | 8
3885 | 8
3886 | 8
3887 | 8
3888 | 8
3889 | 7
3890 | 7
3891 | 7
3892 | 7
3893 | 7
3894 | 7
3895 | 7
3896 | 7
3897 | 7
3898 | 7
3899 | 7
3900 | 7
3901 | 7
3902 | 7
3903 | 7
3904 | 7
3905 | 7
3906 | 7
3907 | 7
3908 | 7
3909 | 7
3910 | 7
3911 | 7
3912 | 7
3913 | 9
3914 | 9
3915 | 9
3916 | 9
3917 | 9
3918 | 9
3919 | 9
3920 | 9
3921 | 9
3922 | 9
3923 | 9
3924 | 9
3925 | 9
3926 | 9
3927 | 9
3928 | 9
3929 | 9
3930 | 9
3931 | 9
3932 | 9
3933 | 9
3934 | 9
3935 | 9
3936 | 9
3937 | 9
3938 | 9
3939 | 9
3940 | 9
3941 | 9
3942 | 9
3943 | 9
3944 | 9
3945 | 9
3946 | 9
3947 | 9
3948 | 9
3949 | 9
3950 | 9
3951 | 9
3952 | 9
3953 | 9
3954 | 9
3955 | 9
3956 | 9
3957 | 9
3958 | 9
3959 | 9
3960 | 9
3961 | 7
3962 | 7
3963 | 7
3964 | 7
3965 | 7
3966 | 7
3967 | 7
3968 | 7
3969 | 7
3970 | 7
3971 | 7
3972 | 7
3973 | 7
3974 | 7
3975 | 7
3976 | 7
3977 | 7
3978 | 7
3979 | 7
3980 | 7
3981 | 7
3982 | 7
3983 | 7
3984 | 7
3985 | 7
3986 | 7
3987 | 7
3988 | 7
3989 | 7
3990 | 7
3991 | 7
3992 | 7
3993 | 7
3994 | 7
3995 | 7
3996 | 7
3997 | 7
3998 | 7
3999 | 7
4000 | 7
4001 | 7
4002 | 7
4003 | 7
4004 | 7
4005 | 7
4006 | 7
4007 | 7
4008 | 7
4009 | 8
4010 | 8
4011 | 8
4012 | 8
4013 | 8
4014 | 8
4015 | 8
4016 | 8
4017 | 8
4018 | 8
4019 | 8
4020 | 8
4021 | 8
4022 | 8
4023 | 8
4024 | 8
4025 | 8
4026 | 8
4027 | 8
4028 | 8
4029 | 8
4030 | 8
4031 | 8
4032 | 8
4033 | 8
4034 | 8
4035 | 8
4036 | 8
4037 | 8
4038 | 8
4039 | 8
4040 | 8
4041 | 8
4042 | 8
4043 | 8
4044 | 8
4045 | 8
4046 | 8
4047 | 8
4048 | 8
4049 | 8
4050 | 8
4051 | 8
4052 | 8
4053 | 8
4054 | 8
4055 | 8
4056 | 8
4057 | 8
4058 | 8
4059 | 8
4060 | 8
4061 | 8
4062 | 8
4063 | 8
4064 | 8
4065 | 8
4066 | 8
4067 | 8
4068 | 8
4069 | 8
4070 | 8
4071 | 8
4072 | 8
4073 | 8
4074 | 8
4075 | 8
4076 | 8
4077 | 8
4078 | 8
4079 | 8
4080 | 8
4081 | 9
4082 | 9
4083 | 9
4084 | 9
4085 | 9
4086 | 9
4087 | 9
4088 | 9
4089 | 9
4090 | 9
4091 | 9
4092 | 9
4093 | 9
4094 | 9
4095 | 9
4096 | 9
4097 | 9
4098 | 9
4099 | 9
4100 | 9
4101 | 9
4102 | 9
4103 | 9
4104 | 9
4105 | 9
4106 | 9
4107 | 9
4108 | 9
4109 | 9
4110 | 9
4111 | 9
4112 | 9
4113 | 9
4114 | 9
4115 | 9
4116 | 9
4117 | 9
4118 | 9
4119 | 9
4120 | 9
4121 | 9
4122 | 9
4123 | 9
4124 | 9
4125 | 9
4126 | 9
4127 | 9
4128 | 9
4129 | 7
4130 | 7
4131 | 7
4132 | 7
4133 | 7
4134 | 7
4135 | 7
4136 | 7
4137 | 7
4138 | 7
4139 | 7
4140 | 7
4141 | 7
4142 | 7
4143 | 7
4144 | 7
4145 | 7
4146 | 7
4147 | 7
4148 | 7
4149 | 7
4150 | 7
4151 | 7
4152 | 7
4153 | 8
4154 | 8
4155 | 8
4156 | 8
4157 | 8
4158 | 8
4159 | 8
4160 | 8
4161 | 8
4162 | 8
4163 | 8
4164 | 8
4165 | 8
4166 | 8
4167 | 8
4168 | 8
4169 | 8
4170 | 8
4171 | 8
4172 | 8
4173 | 8
4174 | 8
4175 | 8
4176 | 8
4177 | 8
4178 | 8
4179 | 8
4180 | 8
4181 | 8
4182 | 8
4183 | 8
4184 | 8
4185 | 8
4186 | 8
4187 | 8
4188 | 8
4189 | 8
4190 | 8
4191 | 8
4192 | 8
4193 | 8
4194 | 8
4195 | 8
4196 | 8
4197 | 8
4198 | 8
4199 | 8
4200 | 8
4201 | 8
4202 | 8
4203 | 8
4204 | 8
4205 | 8
4206 | 8
4207 | 8
4208 | 8
4209 | 8
4210 | 8
4211 | 8
4212 | 8
4213 | 8
4214 | 8
4215 | 8
4216 | 8
4217 | 8
4218 | 8
4219 | 8
4220 | 8
4221 | 8
4222 | 8
4223 | 8
4224 | 8
4225 | 8
4226 | 8
4227 | 8
4228 | 8
4229 | 8
4230 | 8
4231 | 8
4232 | 8
4233 | 8
4234 | 8
4235 | 8
4236 | 8
4237 | 8
4238 | 8
4239 | 8
4240 | 8
4241 | 8
4242 | 8
4243 | 8
4244 | 8
4245 | 8
4246 | 8
4247 | 8
4248 | 8
4249 | 9
4250 | 9
4251 | 9
4252 | 9
4253 | 9
4254 | 9
4255 | 9
4256 | 9
4257 | 9
4258 | 9
4259 | 9
4260 | 9
4261 | 9
4262 | 9
4263 | 9
4264 | 9
4265 | 9
4266 | 9
4267 | 9
4268 | 9
4269 | 9
4270 | 9
4271 | 9
4272 | 9
4273 | 9
4274 | 9
4275 | 9
4276 | 9
4277 | 9
4278 | 9
4279 | 9
4280 | 9
4281 | 9
4282 | 9
4283 | 9
4284 | 9
4285 | 9
4286 | 9
4287 | 9
4288 | 9
4289 | 9
4290 | 9
4291 | 9
4292 | 9
4293 | 9
4294 | 9
4295 | 9
4296 | 9
4297 | 8
4298 | 8
4299 | 8
4300 | 8
4301 | 8
4302 | 8
4303 | 8
4304 | 8
4305 | 8
4306 | 8
4307 | 8
4308 | 8
4309 | 8
4310 | 8
4311 | 8
4312 | 8
4313 | 8
4314 | 8
4315 | 8
4316 | 8
4317 | 8
4318 | 8
4319 | 8
4320 | 8
4321 | 8
4322 | 8
4323 | 8
4324 | 8
4325 | 8
4326 | 8
4327 | 8
4328 | 8
4329 | 8
4330 | 8
4331 | 8
4332 | 8
4333 | 8
4334 | 8
4335 | 8
4336 | 8
4337 | 8
4338 | 8
4339 | 8
4340 | 8
4341 | 8
4342 | 8
4343 | 8
4344 | 8
4345 | 8
4346 | 8
4347 | 8
4348 | 8
4349 | 8
4350 | 8
4351 | 8
4352 | 8
4353 | 8
4354 | 8
4355 | 8
4356 | 8
4357 | 8
4358 | 8
4359 | 8
4360 | 8
4361 | 8
4362 | 8
4363 | 8
4364 | 8
4365 | 8
4366 | 8
4367 | 8
4368 | 8
4369 | 9
4370 | 9
4371 | 9
4372 | 9
4373 | 9
4374 | 9
4375 | 9
4376 | 9
4377 | 9
4378 | 9
4379 | 9
4380 | 9
4381 | 9
4382 | 9
4383 | 9
4384 | 9
4385 | 9
4386 | 9
4387 | 9
4388 | 9
4389 | 9
4390 | 9
4391 | 9
4392 | 9
4393 | 9
4394 | 9
4395 | 9
4396 | 9
4397 | 9
4398 | 9
4399 | 9
4400 | 9
4401 | 9
4402 | 9
4403 | 9
4404 | 9
4405 | 9
4406 | 9
4407 | 9
4408 | 9
4409 | 9
4410 | 9
4411 | 9
4412 | 9
4413 | 9
4414 | 9
4415 | 9
4416 | 9
4417 | 8
4418 | 8
4419 | 8
4420 | 8
4421 | 8
4422 | 8
4423 | 8
4424 | 8
4425 | 8
4426 | 8
4427 | 8
4428 | 8
4429 | 8
4430 | 8
4431 | 8
4432 | 8
4433 | 8
4434 | 8
4435 | 8
4436 | 8
4437 | 8
4438 | 8
4439 | 8
4440 | 8
4441 | 8
4442 | 8
4443 | 8
4444 | 8
4445 | 8
4446 | 8
4447 | 8
4448 | 8
4449 | 8
4450 | 8
4451 | 8
4452 | 8
4453 | 8
4454 | 8
4455 | 8
4456 | 8
4457 | 8
4458 | 8
4459 | 8
4460 | 8
4461 | 8
4462 | 8
4463 | 8
4464 | 8
4465 | 8
4466 | 8
4467 | 8
4468 | 8
4469 | 8
4470 | 8
4471 | 8
4472 | 8
4473 | 8
4474 | 8
4475 | 8
4476 | 8
4477 | 8
4478 | 8
4479 | 8
4480 | 8
4481 | 8
4482 | 8
4483 | 8
4484 | 8
4485 | 8
4486 | 8
4487 | 8
4488 | 8
4489 | 7
4490 | 7
4491 | 7
4492 | 7
4493 | 7
4494 | 7
4495 | 7
4496 | 7
4497 | 7
4498 | 7
4499 | 7
4500 | 7
4501 | 7
4502 | 7
4503 | 7
4504 | 7
4505 | 7
4506 | 7
4507 | 7
4508 | 7
4509 | 7
4510 | 7
4511 | 7
4512 | 7
4513 | 8
4514 | 8
4515 | 8
4516 | 8
4517 | 8
4518 | 8
4519 | 8
4520 | 8
4521 | 8
4522 | 8
4523 | 8
4524 | 8
4525 | 8
4526 | 8
4527 | 8
4528 | 8
4529 | 8
4530 | 8
4531 | 8
4532 | 8
4533 | 8
4534 | 8
4535 | 8
4536 | 8
4537 | 9
4538 | 9
4539 | 9
4540 | 9
4541 | 9
4542 | 9
4543 | 9
4544 | 9
4545 | 9
4546 | 9
4547 | 9
4548 | 9
4549 | 9
4550 | 9
4551 | 9
4552 | 9
4553 | 9
4554 | 9
4555 | 9
4556 | 9
4557 | 9
4558 | 9
4559 | 9
4560 | 9
4561 | 9
4562 | 9
4563 | 9
4564 | 9
4565 | 9
4566 | 9
4567 | 9
4568 | 9
4569 | 9
4570 | 9
4571 | 9
4572 | 9
4573 | 9
4574 | 9
4575 | 9
4576 | 9
4577 | 9
4578 | 9
4579 | 9
4580 | 9
4581 | 9
4582 | 9
4583 | 9
4584 | 9
4585 | 8
4586 | 8
4587 | 8
4588 | 8
4589 | 8
4590 | 8
4591 | 8
4592 | 8
4593 | 8
4594 | 8
4595 | 8
4596 | 8
4597 | 8
4598 | 8
4599 | 8
4600 | 8
4601 | 8
4602 | 8
4603 | 8
4604 | 8
4605 | 8
4606 | 8
4607 | 8
4608 | 8
4609 | 8
4610 | 8
4611 | 8
4612 | 8
4613 | 8
4614 | 8
4615 | 8
4616 | 8
4617 | 8
4618 | 8
4619 | 8
4620 | 8
4621 | 8
4622 | 8
4623 | 8
4624 | 8
4625 | 8
4626 | 8
4627 | 8
4628 | 8
4629 | 8
4630 | 8
4631 | 8
4632 | 8
4633 | 10
4634 | 10
4635 | 10
4636 | 10
4637 | 10
4638 | 10
4639 | 10
4640 | 10
4641 | 10
4642 | 10
4643 | 10
4644 | 10
4645 | 10
4646 | 10
4647 | 10
4648 | 10
4649 | 10
4650 | 10
4651 | 10
4652 | 10
4653 | 10
4654 | 10
4655 | 10
4656 | 10
4657 | 7
4658 | 7
4659 | 7
4660 | 7
4661 | 7
4662 | 7
4663 | 7
4664 | 7
4665 | 7
4666 | 7
4667 | 7
4668 | 7
4669 | 7
4670 | 7
4671 | 7
4672 | 7
4673 | 7
4674 | 7
4675 | 7
4676 | 7
4677 | 7
4678 | 7
4679 | 7
4680 | 7
4681 | 8
4682 | 8
4683 | 8
4684 | 8
4685 | 8
4686 | 8
4687 | 8
4688 | 8
4689 | 8
4690 | 8
4691 | 8
4692 | 8
4693 | 8
4694 | 8
4695 | 8
4696 | 8
4697 | 8
4698 | 8
4699 | 8
4700 | 8
4701 | 8
4702 | 8
4703 | 8
4704 | 8
4705 | 9
4706 | 9
4707 | 9
4708 | 9
4709 | 9
4710 | 9
4711 | 9
4712 | 9
4713 | 9
4714 | 9
4715 | 9
4716 | 9
4717 | 9
4718 | 9
4719 | 9
4720 | 9
4721 | 9
4722 | 9
4723 | 9
4724 | 9
4725 | 9
4726 | 9
4727 | 9
4728 | 9
4729 | 1
4730 | 1
4731 | 1
4732 | 1
4733 | 1
4734 | 1
4735 | 1
4736 | 1
4737 | 1
4738 | 1
4739 | 1
4740 | 1
4741 | 1
4742 | 1
4743 | 1
4744 | 1
4745 | 1
4746 | 1
4747 | 1
4748 | 1
4749 | 1
4750 | 1
4751 | 1
4752 | 1
4753 | 7
4754 | 7
4755 | 7
4756 | 7
4757 | 7
4758 | 7
4759 | 7
4760 | 7
4761 | 7
4762 | 7
4763 | 7
4764 | 7
4765 | 7
4766 | 7
4767 | 7
4768 | 7
4769 | 7
4770 | 7
4771 | 7
4772 | 7
4773 | 7
4774 | 7
4775 | 7
4776 | 7
4777 | 10
4778 | 10
4779 | 10
4780 | 10
4781 | 10
4782 | 10
4783 | 10
4784 | 10
4785 | 10
4786 | 10
4787 | 10
4788 | 10
4789 | 10
4790 | 10
4791 | 10
4792 | 10
4793 | 10
4794 | 10
4795 | 10
4796 | 10
4797 | 10
4798 | 10
4799 | 10
4800 | 10
4801 | 7
4802 | 7
4803 | 7
4804 | 7
4805 | 7
4806 | 7
4807 | 7
4808 | 7
4809 | 7
4810 | 7
4811 | 7
4812 | 7
4813 | 7
4814 | 7
4815 | 7
4816 | 7
4817 | 7
4818 | 7
4819 | 7
4820 | 7
4821 | 7
4822 | 7
4823 | 7
4824 | 7
4825 | 7
4826 | 7
4827 | 7
4828 | 7
4829 | 7
4830 | 7
4831 | 7
4832 | 7
4833 | 7
4834 | 7
4835 | 7
4836 | 7
4837 | 7
4838 | 7
4839 | 7
4840 | 7
4841 | 7
4842 | 7
4843 | 7
4844 | 7
4845 | 7
4846 | 7
4847 | 7
4848 | 7
4849 | 7
4850 | 7
4851 | 7
4852 | 7
4853 | 7
4854 | 7
4855 | 7
4856 | 7
4857 | 7
4858 | 7
4859 | 7
4860 | 7
4861 | 7
4862 | 7
4863 | 7
4864 | 7
4865 | 7
4866 | 7
4867 | 7
4868 | 7
4869 | 7
4870 | 7
4871 | 7
4872 | 7
4873 | 9
4874 | 9
4875 | 9
4876 | 9
4877 | 9
4878 | 9
4879 | 9
4880 | 9
4881 | 9
4882 | 9
4883 | 9
4884 | 9
4885 | 9
4886 | 9
4887 | 9
4888 | 9
4889 | 9
4890 | 9
4891 | 9
4892 | 9
4893 | 9
4894 | 9
4895 | 9
4896 | 9
4897 | 9
4898 | 9
4899 | 9
4900 | 9
4901 | 9
4902 | 9
4903 | 9
4904 | 9
4905 | 9
4906 | 9
4907 | 9
4908 | 9
4909 | 9
4910 | 9
4911 | 9
4912 | 9
4913 | 9
4914 | 9
4915 | 9
4916 | 9
4917 | 9
4918 | 9
4919 | 9
4920 | 9
4921 | 7
4922 | 7
4923 | 7
4924 | 7
4925 | 7
4926 | 7
4927 | 7
4928 | 7
4929 | 7
4930 | 7
4931 | 7
4932 | 7
4933 | 7
4934 | 7
4935 | 7
4936 | 7
4937 | 7
4938 | 7
4939 | 7
4940 | 7
4941 | 7
4942 | 7
4943 | 7
4944 | 7
4945 | 7
4946 | 7
4947 | 7
4948 | 7
4949 | 7
4950 | 7
4951 | 7
4952 | 7
4953 | 7
4954 | 7
4955 | 7
4956 | 7
4957 | 7
4958 | 7
4959 | 7
4960 | 7
4961 | 7
4962 | 7
4963 | 7
4964 | 7
4965 | 7
4966 | 7
4967 | 7
4968 | 7
4969 | 7
4970 | 7
4971 | 7
4972 | 7
4973 | 7
4974 | 7
4975 | 7
4976 | 7
4977 | 7
4978 | 7
4979 | 7
4980 | 7
4981 | 7
4982 | 7
4983 | 7
4984 | 7
4985 | 7
4986 | 7
4987 | 7
4988 | 7
4989 | 7
4990 | 7
4991 | 7
4992 | 7
4993 | 7
4994 | 7
4995 | 7
4996 | 7
4997 | 7
4998 | 7
4999 | 7
5000 | 7
5001 | 7
5002 | 7
5003 | 7
5004 | 7
5005 | 7
5006 | 7
5007 | 7
5008 | 7
5009 | 7
5010 | 7
5011 | 7
5012 | 7
5013 | 7
5014 | 7
5015 | 7
5016 | 7
5017 | 8
5018 | 8
5019 | 8
5020 | 8
5021 | 8
5022 | 8
5023 | 8
5024 | 8
5025 | 8
5026 | 8
5027 | 8
5028 | 8
5029 | 8
5030 | 8
5031 | 8
5032 | 8
5033 | 8
5034 | 8
5035 | 8
5036 | 8
5037 | 8
5038 | 8
5039 | 8
5040 | 8
5041 | 9
5042 | 9
5043 | 9
5044 | 9
5045 | 9
5046 | 9
5047 | 9
5048 | 9
5049 | 9
5050 | 9
5051 | 9
5052 | 9
5053 | 9
5054 | 9
5055 | 9
5056 | 9
5057 | 9
5058 | 9
5059 | 9
5060 | 9
5061 | 9
5062 | 9
5063 | 9
5064 | 9
5065 | 9
5066 | 9
5067 | 9
5068 | 9
5069 | 9
5070 | 9
5071 | 9
5072 | 9
5073 | 9
5074 | 9
5075 | 9
5076 | 9
5077 | 9
5078 | 9
5079 | 9
5080 | 9
5081 | 9
5082 | 9
5083 | 9
5084 | 9
5085 | 9
5086 | 9
5087 | 9
5088 | 9
5089 | 8
5090 | 8
5091 | 8
5092 | 8
5093 | 8
5094 | 8
5095 | 8
5096 | 8
5097 | 8
5098 | 8
5099 | 8
5100 | 8
5101 | 8
5102 | 8
5103 | 8
5104 | 8
5105 | 8
5106 | 8
5107 | 8
5108 | 8
5109 | 8
5110 | 8
5111 | 8
5112 | 8
5113 | 7
5114 | 7
5115 | 7
5116 | 7
5117 | 7
5118 | 7
5119 | 7
5120 | 7
5121 | 7
5122 | 7
5123 | 7
5124 | 7
5125 | 7
5126 | 7
5127 | 7
5128 | 7
5129 | 7
5130 | 7
5131 | 7
5132 | 7
5133 | 7
5134 | 7
5135 | 7
5136 | 7
5137 | 8
5138 | 8
5139 | 8
5140 | 8
5141 | 8
5142 | 8
5143 | 8
5144 | 8
5145 | 8
5146 | 8
5147 | 8
5148 | 8
5149 | 8
5150 | 8
5151 | 8
5152 | 8
5153 | 8
5154 | 8
5155 | 8
5156 | 8
5157 | 8
5158 | 8
5159 | 8
5160 | 8
5161 | 7
5162 | 7
5163 | 7
5164 | 7
5165 | 7
5166 | 7
5167 | 7
5168 | 7
5169 | 7
5170 | 7
5171 | 7
5172 | 7
5173 | 7
5174 | 7
5175 | 7
5176 | 7
5177 | 7
5178 | 7
5179 | 7
5180 | 7
5181 | 7
5182 | 7
5183 | 7
5184 | 7
5185 | 7
5186 | 7
5187 | 7
5188 | 7
5189 | 7
5190 | 7
5191 | 7
5192 | 7
5193 | 7
5194 | 7
5195 | 7
5196 | 7
5197 | 7
5198 | 7
5199 | 7
5200 | 7
5201 | 7
5202 | 7
5203 | 7
5204 | 7
5205 | 7
5206 | 7
5207 | 7
5208 | 7
5209 | 9
5210 | 9
5211 | 9
5212 | 9
5213 | 9
5214 | 9
5215 | 9
5216 | 9
5217 | 9
5218 | 9
5219 | 9
5220 | 9
5221 | 9
5222 | 9
5223 | 9
5224 | 9
5225 | 9
5226 | 9
5227 | 9
5228 | 9
5229 | 9
5230 | 9
5231 | 9
5232 | 9
5233 | 9
5234 | 9
5235 | 9
5236 | 9
5237 | 9
5238 | 9
5239 | 9
5240 | 9
5241 | 9
5242 | 9
5243 | 9
5244 | 9
5245 | 9
5246 | 9
5247 | 9
5248 | 9
5249 | 9
5250 | 9
5251 | 9
5252 | 9
5253 | 9
5254 | 9
5255 | 9
5256 | 9
5257 | 8
5258 | 8
5259 | 8
5260 | 8
5261 | 8
5262 | 8
5263 | 8
5264 | 8
5265 | 8
5266 | 8
5267 | 8
5268 | 8
5269 | 8
5270 | 8
5271 | 8
5272 | 8
5273 | 8
5274 | 8
5275 | 8
5276 | 8
5277 | 8
5278 | 8
5279 | 8
5280 | 8
5281 | 7
5282 | 7
5283 | 7
5284 | 7
5285 | 7
5286 | 7
5287 | 7
5288 | 7
5289 | 7
5290 | 7
5291 | 7
5292 | 7
5293 | 7
5294 | 7
5295 | 7
5296 | 7
5297 | 7
5298 | 7
5299 | 7
5300 | 7
5301 | 7
5302 | 7
5303 | 7
5304 | 7
5305 | 7
5306 | 7
5307 | 7
5308 | 7
5309 | 7
5310 | 7
5311 | 7
5312 | 7
5313 | 7
5314 | 7
5315 | 7
5316 | 7
5317 | 7
5318 | 7
5319 | 7
5320 | 7
5321 | 7
5322 | 7
5323 | 7
5324 | 7
5325 | 7
5326 | 7
5327 | 7
5328 | 7
5329 | 8
5330 | 8
5331 | 8
5332 | 8
5333 | 8
5334 | 8
5335 | 8
5336 | 8
5337 | 8
5338 | 8
5339 | 8
5340 | 8
5341 | 8
5342 | 8
5343 | 8
5344 | 8
5345 | 8
5346 | 8
5347 | 8
5348 | 8
5349 | 8
5350 | 8
5351 | 8
5352 | 8
5353 | 8
5354 | 8
5355 | 8
5356 | 8
5357 | 8
5358 | 8
5359 | 8
5360 | 8
5361 | 8
5362 | 8
5363 | 8
5364 | 8
5365 | 8
5366 | 8
5367 | 8
5368 | 8
5369 | 8
5370 | 8
5371 | 8
5372 | 8
5373 | 8
5374 | 8
5375 | 8
5376 | 8
5377 | 9
5378 | 9
5379 | 9
5380 | 9
5381 | 9
5382 | 9
5383 | 9
5384 | 9
5385 | 9
5386 | 9
5387 | 9
5388 | 9
5389 | 9
5390 | 9
5391 | 9
5392 | 9
5393 | 9
5394 | 9
5395 | 9
5396 | 9
5397 | 9
5398 | 9
5399 | 9
5400 | 9
5401 | 9
5402 | 9
5403 | 9
5404 | 9
5405 | 9
5406 | 9
5407 | 9
5408 | 9
5409 | 9
5410 | 9
5411 | 9
5412 | 9
5413 | 9
5414 | 9
5415 | 9
5416 | 9
5417 | 9
5418 | 9
5419 | 9
5420 | 9
5421 | 9
5422 | 9
5423 | 9
5424 | 9
5425 | 8
5426 | 8
5427 | 8
5428 | 8
5429 | 8
5430 | 8
5431 | 8
5432 | 8
5433 | 8
5434 | 8
5435 | 8
5436 | 8
5437 | 8
5438 | 8
5439 | 8
5440 | 8
5441 | 8
5442 | 8
5443 | 8
5444 | 8
5445 | 8
5446 | 8
5447 | 8
5448 | 8
5449 | 8
5450 | 8
5451 | 8
5452 | 8
5453 | 8
5454 | 8
5455 | 8
5456 | 8
5457 | 8
5458 | 8
5459 | 8
5460 | 8
5461 | 8
5462 | 8
5463 | 8
5464 | 8
5465 | 8
5466 | 8
5467 | 8
5468 | 8
5469 | 8
5470 | 8
5471 | 8
5472 | 8
5473 | 8
5474 | 8
5475 | 8
5476 | 8
5477 | 8
5478 | 8
5479 | 8
5480 | 8
5481 | 8
5482 | 8
5483 | 8
5484 | 8
5485 | 8
5486 | 8
5487 | 8
5488 | 8
5489 | 8
5490 | 8
5491 | 8
5492 | 8
5493 | 8
5494 | 8
5495 | 8
5496 | 8
5497 | 7
5498 | 7
5499 | 7
5500 | 7
5501 | 7
5502 | 7
5503 | 7
5504 | 7
5505 | 7
5506 | 7
5507 | 7
5508 | 7
5509 | 7
5510 | 7
5511 | 7
5512 | 7
5513 | 7
5514 | 7
5515 | 7
5516 | 7
5517 | 7
5518 | 7
5519 | 7
5520 | 7
5521 | 8
5522 | 8
5523 | 8
5524 | 8
5525 | 8
5526 | 8
5527 | 8
5528 | 8
5529 | 8
5530 | 8
5531 | 8
5532 | 8
5533 | 8
5534 | 8
5535 | 8
5536 | 8
5537 | 8
5538 | 8
5539 | 8
5540 | 8
5541 | 8
5542 | 8
5543 | 8
5544 | 8
5545 | 1
5546 | 1
5547 | 1
5548 | 1
5549 | 1
5550 | 1
5551 | 1
5552 | 1
5553 | 1
5554 | 1
5555 | 1
5556 | 1
5557 | 1
5558 | 1
5559 | 1
5560 | 1
5561 | 1
5562 | 1
5563 | 1
5564 | 1
5565 | 1
5566 | 1
5567 | 1
5568 | 1
5569 | 9
5570 | 9
5571 | 9
5572 | 9
5573 | 9
5574 | 9
5575 | 9
5576 | 9
5577 | 9
5578 | 9
5579 | 9
5580 | 9
5581 | 9
5582 | 9
5583 | 9
5584 | 9
5585 | 9
5586 | 9
5587 | 9
5588 | 9
5589 | 9
5590 | 9
5591 | 9
5592 | 9
5593 | 8
5594 | 8
5595 | 8
5596 | 8
5597 | 8
5598 | 8
5599 | 8
5600 | 8
5601 | 8
5602 | 8
5603 | 8
5604 | 8
5605 | 8
5606 | 8
5607 | 8
5608 | 8
5609 | 8
5610 | 8
5611 | 8
5612 | 8
5613 | 8
5614 | 8
5615 | 8
5616 | 8
5617 | 8
5618 | 8
5619 | 8
5620 | 8
5621 | 8
5622 | 8
5623 | 8
5624 | 8
5625 | 8
5626 | 8
5627 | 8
5628 | 8
5629 | 8
5630 | 8
5631 | 8
5632 | 8
5633 | 8
5634 | 8
5635 | 8
5636 | 8
5637 | 8
5638 | 8
5639 | 8
5640 | 8
5641 | 8
5642 | 8
5643 | 8
5644 | 8
5645 | 8
5646 | 8
5647 | 8
5648 | 8
5649 | 8
5650 | 8
5651 | 8
5652 | 8
5653 | 8
5654 | 8
5655 | 8
5656 | 8
5657 | 8
5658 | 8
5659 | 8
5660 | 8
5661 | 8
5662 | 8
5663 | 8
5664 | 8
5665 | 8
5666 | 8
5667 | 8
5668 | 8
5669 | 8
5670 | 8
5671 | 8
5672 | 8
5673 | 8
5674 | 8
5675 | 8
5676 | 8
5677 | 8
5678 | 8
5679 | 8
5680 | 8
5681 | 8
5682 | 8
5683 | 8
5684 | 8
5685 | 8
5686 | 8
5687 | 8
5688 | 8
5689 | 8
5690 | 8
5691 | 8
5692 | 8
5693 | 8
5694 | 8
5695 | 8
5696 | 8
5697 | 8
5698 | 8
5699 | 8
5700 | 8
5701 | 8
5702 | 8
5703 | 8
5704 | 8
5705 | 8
5706 | 8
5707 | 8
5708 | 8
5709 | 8
5710 | 8
5711 | 8
5712 | 8
5713 | 9
5714 | 9
5715 | 9
5716 | 9
5717 | 9
5718 | 9
5719 | 9
5720 | 9
5721 | 9
5722 | 9
5723 | 9
5724 | 9
5725 | 9
5726 | 9
5727 | 9
5728 | 9
5729 | 9
5730 | 9
5731 | 9
5732 | 9
5733 | 9
5734 | 9
5735 | 9
5736 | 9
5737 | 9
5738 | 9
5739 | 9
5740 | 9
5741 | 9
5742 | 9
5743 | 9
5744 | 9
5745 | 9
5746 | 9
5747 | 9
5748 | 9
5749 | 9
5750 | 9
5751 | 9
5752 | 9
5753 | 9
5754 | 9
5755 | 9
5756 | 9
5757 | 9
5758 | 9
5759 | 9
5760 | 9
5761 | 7
5762 | 7
5763 | 7
5764 | 7
5765 | 7
5766 | 7
5767 | 7
5768 | 7
5769 | 7
5770 | 7
5771 | 7
5772 | 7
5773 | 7
5774 | 7
5775 | 7
5776 | 7
5777 | 7
5778 | 7
5779 | 7
5780 | 7
5781 | 7
5782 | 7
5783 | 7
5784 | 7
5785 | 8
5786 | 8
5787 | 8
5788 | 8
5789 | 8
5790 | 8
5791 | 8
5792 | 8
5793 | 8
5794 | 8
5795 | 8
5796 | 8
5797 | 8
5798 | 8
5799 | 8
5800 | 8
5801 | 8
5802 | 8
5803 | 8
5804 | 8
5805 | 8
5806 | 8
5807 | 8
5808 | 8
5809 | 8
5810 | 8
5811 | 8
5812 | 8
5813 | 8
5814 | 8
5815 | 8
5816 | 8
5817 | 8
5818 | 8
5819 | 8
5820 | 8
5821 | 8
5822 | 8
5823 | 8
5824 | 8
5825 | 8
5826 | 8
5827 | 8
5828 | 8
5829 | 8
5830 | 8
5831 | 8
5832 | 8
5833 | 8
5834 | 8
5835 | 8
5836 | 8
5837 | 8
5838 | 8
5839 | 8
5840 | 8
5841 | 8
5842 | 8
5843 | 8
5844 | 8
5845 | 8
5846 | 8
5847 | 8
5848 | 8
5849 | 8
5850 | 8
5851 | 8
5852 | 8
5853 | 8
5854 | 8
5855 | 8
5856 | 8
5857 | 8
5858 | 8
5859 | 8
5860 | 8
5861 | 8
5862 | 8
5863 | 8
5864 | 8
5865 | 8
5866 | 8
5867 | 8
5868 | 8
5869 | 8
5870 | 8
5871 | 8
5872 | 8
5873 | 8
5874 | 8
5875 | 8
5876 | 8
5877 | 8
5878 | 8
5879 | 8
5880 | 8
5881 | 9
5882 | 9
5883 | 9
5884 | 9
5885 | 9
5886 | 9
5887 | 9
5888 | 9
5889 | 9
5890 | 9
5891 | 9
5892 | 9
5893 | 9
5894 | 9
5895 | 9
5896 | 9
5897 | 9
5898 | 9
5899 | 9
5900 | 9
5901 | 9
5902 | 9
5903 | 9
5904 | 9
5905 | 9
5906 | 9
5907 | 9
5908 | 9
5909 | 9
5910 | 9
5911 | 9
5912 | 9
5913 | 9
5914 | 9
5915 | 9
5916 | 9
5917 | 9
5918 | 9
5919 | 9
5920 | 9
5921 | 9
5922 | 9
5923 | 9
5924 | 9
5925 | 9
5926 | 9
5927 | 9
5928 | 9
5929 | 10
5930 | 10
5931 | 10
5932 | 10
5933 | 10
5934 | 10
5935 | 10
5936 | 10
5937 | 10
5938 | 10
5939 | 10
5940 | 10
5941 | 10
5942 | 10
5943 | 10
5944 | 10
5945 | 10
5946 | 10
5947 | 10
5948 | 10
5949 | 10
5950 | 10
5951 | 10
5952 | 10
5953 | 7
5954 | 7
5955 | 7
5956 | 7
5957 | 7
5958 | 7
5959 | 7
5960 | 7
5961 | 7
5962 | 7
5963 | 7
5964 | 7
5965 | 7
5966 | 7
5967 | 7
5968 | 7
5969 | 7
5970 | 7
5971 | 7
5972 | 7
5973 | 7
5974 | 7
5975 | 7
5976 | 7
5977 | 8
5978 | 8
5979 | 8
5980 | 8
5981 | 8
5982 | 8
5983 | 8
5984 | 8
5985 | 8
5986 | 8
5987 | 8
5988 | 8
5989 | 8
5990 | 8
5991 | 8
5992 | 8
5993 | 8
5994 | 8
5995 | 8
5996 | 8
5997 | 8
5998 | 8
5999 | 8
6000 | 8
6001 | 8
6002 | 8
6003 | 8
6004 | 8
6005 | 8
6006 | 8
6007 | 8
6008 | 8
6009 | 8
6010 | 8
6011 | 8
6012 | 8
6013 | 8
6014 | 8
6015 | 8
6016 | 8
6017 | 8
6018 | 8
6019 | 8
6020 | 8
6021 | 8
6022 | 8
6023 | 8
6024 | 8
6025 | 8
6026 | 8
6027 | 8
6028 | 8
6029 | 8
6030 | 8
6031 | 8
6032 | 8
6033 | 8
6034 | 8
6035 | 8
6036 | 8
6037 | 8
6038 | 8
6039 | 8
6040 | 8
6041 | 8
6042 | 8
6043 | 8
6044 | 8
6045 | 8
6046 | 8
6047 | 8
6048 | 8
6049 | 9
6050 | 9
6051 | 9
6052 | 9
6053 | 9
6054 | 9
6055 | 9
6056 | 9
6057 | 9
6058 | 9
6059 | 9
6060 | 9
6061 | 9
6062 | 9
6063 | 9
6064 | 9
6065 | 9
6066 | 9
6067 | 9
6068 | 9
6069 | 9
6070 | 9
6071 | 9
6072 | 9
6073 | 9
6074 | 9
6075 | 9
6076 | 9
6077 | 9
6078 | 9
6079 | 9
6080 | 9
6081 | 9
6082 | 9
6083 | 9
6084 | 9
6085 | 9
6086 | 9
6087 | 9
6088 | 9
6089 | 9
6090 | 9
6091 | 9
6092 | 9
6093 | 9
6094 | 9
6095 | 9
6096 | 9
6097 | 8
6098 | 8
6099 | 8
6100 | 8
6101 | 8
6102 | 8
6103 | 8
6104 | 8
6105 | 8
6106 | 8
6107 | 8
6108 | 8
6109 | 8
6110 | 8
6111 | 8
6112 | 8
6113 | 8
6114 | 8
6115 | 8
6116 | 8
6117 | 8
6118 | 8
6119 | 8
6120 | 8
6121 | 8
6122 | 8
6123 | 8
6124 | 8
6125 | 8
6126 | 8
6127 | 8
6128 | 8
6129 | 8
6130 | 8
6131 | 8
6132 | 8
6133 | 8
6134 | 8
6135 | 8
6136 | 8
6137 | 8
6138 | 8
6139 | 8
6140 | 8
6141 | 8
6142 | 8
6143 | 8
6144 | 8
6145 | 8
6146 | 8
6147 | 8
6148 | 8
6149 | 8
6150 | 8
6151 | 8
6152 | 8
6153 | 8
6154 | 8
6155 | 8
6156 | 8
6157 | 8
6158 | 8
6159 | 8
6160 | 8
6161 | 8
6162 | 8
6163 | 8
6164 | 8
6165 | 8
6166 | 8
6167 | 8
6168 | 8
6169 | 7
6170 | 7
6171 | 7
6172 | 7
6173 | 7
6174 | 7
6175 | 7
6176 | 7
6177 | 7
6178 | 7
6179 | 7
6180 | 7
6181 | 7
6182 | 7
6183 | 7
6184 | 7
6185 | 7
6186 | 7
6187 | 7
6188 | 7
6189 | 7
6190 | 7
6191 | 7
6192 | 7
6193 | 10
6194 | 10
6195 | 10
6196 | 10
6197 | 10
6198 | 10
6199 | 10
6200 | 10
6201 | 10
6202 | 10
6203 | 10
6204 | 10
6205 | 10
6206 | 10
6207 | 10
6208 | 10
6209 | 10
6210 | 10
6211 | 10
6212 | 10
6213 | 10
6214 | 10
6215 | 10
6216 | 10
6217 | 1
6218 | 1
6219 | 1
6220 | 1
6221 | 1
6222 | 1
6223 | 1
6224 | 1
6225 | 1
6226 | 1
6227 | 1
6228 | 1
6229 | 1
6230 | 1
6231 | 1
6232 | 1
6233 | 1
6234 | 1
6235 | 1
6236 | 1
6237 | 1
6238 | 1
6239 | 1
6240 | 1
6241 | 1
6242 | 1
6243 | 1
6244 | 1
6245 | 1
6246 | 1
6247 | 1
6248 | 1
6249 | 1
6250 | 1
6251 | 1
6252 | 1
6253 | 1
6254 | 1
6255 | 1
6256 | 1
6257 | 1
6258 | 1
6259 | 1
6260 | 1
6261 | 1
6262 | 1
6263 | 1
6264 | 1
6265 | 7
6266 | 7
6267 | 7
6268 | 7
6269 | 7
6270 | 7
6271 | 7
6272 | 7
6273 | 7
6274 | 7
6275 | 7
6276 | 7
6277 | 7
6278 | 7
6279 | 7
6280 | 7
6281 | 7
6282 | 7
6283 | 7
6284 | 7
6285 | 7
6286 | 7
6287 | 7
6288 | 7
6289 | 7
6290 | 7
6291 | 7
6292 | 7
6293 | 7
6294 | 7
6295 | 7
6296 | 7
6297 | 7
6298 | 7
6299 | 7
6300 | 7
6301 | 7
6302 | 7
6303 | 7
6304 | 7
6305 | 7
6306 | 7
6307 | 7
6308 | 7
6309 | 7
6310 | 7
6311 | 7
6312 | 7
6313 | 7
6314 | 7
6315 | 7
6316 | 7
6317 | 7
6318 | 7
6319 | 7
6320 | 7
6321 | 7
6322 | 7
6323 | 7
6324 | 7
6325 | 7
6326 | 7
6327 | 7
6328 | 7
6329 | 7
6330 | 7
6331 | 7
6332 | 7
6333 | 7
6334 | 7
6335 | 7
6336 | 7
6337 | 7
6338 | 7
6339 | 7
6340 | 7
6341 | 7
6342 | 7
6343 | 7
6344 | 7
6345 | 7
6346 | 7
6347 | 7
6348 | 7
6349 | 7
6350 | 7
6351 | 7
6352 | 7
6353 | 7
6354 | 7
6355 | 7
6356 | 7
6357 | 7
6358 | 7
6359 | 7
6360 | 7
6361 | 7
6362 | 7
6363 | 7
6364 | 7
6365 | 7
6366 | 7
6367 | 7
6368 | 7
6369 | 7
6370 | 7
6371 | 7
6372 | 7
6373 | 7
6374 | 7
6375 | 7
6376 | 7
6377 | 7
6378 | 7
6379 | 7
6380 | 7
6381 | 7
6382 | 7
6383 | 7
6384 | 7
6385 | 9
6386 | 9
6387 | 9
6388 | 9
6389 | 9
6390 | 9
6391 | 9
6392 | 9
6393 | 9
6394 | 9
6395 | 9
6396 | 9
6397 | 9
6398 | 9
6399 | 9
6400 | 9
6401 | 9
6402 | 9
6403 | 9
6404 | 9
6405 | 9
6406 | 9
6407 | 9
6408 | 9
6409 | 9
6410 | 9
6411 | 9
6412 | 9
6413 | 9
6414 | 9
6415 | 9
6416 | 9
6417 | 9
6418 | 9
6419 | 9
6420 | 9
6421 | 9
6422 | 9
6423 | 9
6424 | 9
6425 | 9
6426 | 9
6427 | 9
6428 | 9
6429 | 9
6430 | 9
6431 | 9
6432 | 9
6433 | 7
6434 | 7
6435 | 7
6436 | 7
6437 | 7
6438 | 7
6439 | 7
6440 | 7
6441 | 7
6442 | 7
6443 | 7
6444 | 7
6445 | 7
6446 | 7
6447 | 7
6448 | 7
6449 | 7
6450 | 7
6451 | 7
6452 | 7
6453 | 7
6454 | 7
6455 | 7
6456 | 7
6457 | 7
6458 | 7
6459 | 7
6460 | 7
6461 | 7
6462 | 7
6463 | 7
6464 | 7
6465 | 7
6466 | 7
6467 | 7
6468 | 7
6469 | 7
6470 | 7
6471 | 7
6472 | 7
6473 | 7
6474 | 7
6475 | 7
6476 | 7
6477 | 7
6478 | 7
6479 | 7
6480 | 7
6481 | 7
6482 | 7
6483 | 7
6484 | 7
6485 | 7
6486 | 7
6487 | 7
6488 | 7
6489 | 7
6490 | 7
6491 | 7
6492 | 7
6493 | 7
6494 | 7
6495 | 7
6496 | 7
6497 | 7
6498 | 7
6499 | 7
6500 | 7
6501 | 7
6502 | 7
6503 | 7
6504 | 7
6505 | 7
6506 | 7
6507 | 7
6508 | 7
6509 | 7
6510 | 7
6511 | 7
6512 | 7
6513 | 7
6514 | 7
6515 | 7
6516 | 7
6517 | 7
6518 | 7
6519 | 7
6520 | 7
6521 | 7
6522 | 7
6523 | 7
6524 | 7
6525 | 7
6526 | 7
6527 | 7
6528 | 7
6529 | 7
6530 | 7
6531 | 7
6532 | 7
6533 | 7
6534 | 7
6535 | 7
6536 | 7
6537 | 7
6538 | 7
6539 | 7
6540 | 7
6541 | 7
6542 | 7
6543 | 7
6544 | 7
6545 | 7
6546 | 7
6547 | 7
6548 | 7
6549 | 7
6550 | 7
6551 | 7
6552 | 7
6553 | 1
6554 | 1
6555 | 1
6556 | 1
6557 | 1
6558 | 1
6559 | 1
6560 | 1
6561 | 1
6562 | 1
6563 | 1
6564 | 1
6565 | 1
6566 | 1
6567 | 1
6568 | 1
6569 | 1
6570 | 1
6571 | 1
6572 | 1
6573 | 1
6574 | 1
6575 | 1
6576 | 1
6577 | 1
6578 | 1
6579 | 1
6580 | 1
6581 | 1
6582 | 1
6583 | 1
6584 | 1
6585 | 1
6586 | 1
6587 | 1
6588 | 1
6589 | 1
6590 | 1
6591 | 1
6592 | 1
6593 | 1
6594 | 1
6595 | 1
6596 | 1
6597 | 1
6598 | 1
6599 | 1
6600 | 1
6601 | 6
6602 | 6
6603 | 6
6604 | 6
6605 | 6
6606 | 6
6607 | 6
6608 | 6
6609 | 6
6610 | 6
6611 | 6
6612 | 6
6613 | 6
6614 | 6
6615 | 6
6616 | 6
6617 | 6
6618 | 6
6619 | 6
6620 | 6
6621 | 6
6622 | 6
6623 | 6
6624 | 6
6625 | 6
6626 | 6
6627 | 6
6628 | 6
6629 | 6
6630 | 6
6631 | 6
6632 | 6
6633 | 6
6634 | 6
6635 | 6
6636 | 6
6637 | 6
6638 | 6
6639 | 6
6640 | 6
6641 | 6
6642 | 6
6643 | 6
6644 | 6
6645 | 6
6646 | 6
6647 | 6
6648 | 6
6649 | 10
6650 | 10
6651 | 10
6652 | 10
6653 | 10
6654 | 10
6655 | 10
6656 | 10
6657 | 10
6658 | 10
6659 | 10
6660 | 10
6661 | 10
6662 | 10
6663 | 10
6664 | 10
6665 | 10
6666 | 10
6667 | 10
6668 | 10
6669 | 10
6670 | 10
6671 | 10
6672 | 10
6673 | 6
6674 | 6
6675 | 6
6676 | 6
6677 | 6
6678 | 6
6679 | 6
6680 | 6
6681 | 6
6682 | 6
6683 | 6
6684 | 6
6685 | 6
6686 | 6
6687 | 6
6688 | 6
6689 | 6
6690 | 6
6691 | 6
6692 | 6
6693 | 6
6694 | 6
6695 | 6
6696 | 6
6697 | 10
6698 | 10
6699 | 10
6700 | 10
6701 | 10
6702 | 10
6703 | 10
6704 | 10
6705 | 10
6706 | 10
6707 | 10
6708 | 10
6709 | 10
6710 | 10
6711 | 10
6712 | 10
6713 | 10
6714 | 10
6715 | 10
6716 | 10
6717 | 10
6718 | 10
6719 | 10
6720 | 10
6721 | 5
6722 | 5
6723 | 5
6724 | 5
6725 | 5
6726 | 5
6727 | 5
6728 | 5
6729 | 5
6730 | 5
6731 | 5
6732 | 5
6733 | 5
6734 | 5
6735 | 5
6736 | 5
6737 | 5
6738 | 5
6739 | 5
6740 | 5
6741 | 5
6742 | 5
6743 | 5
6744 | 5
6745 | 5
6746 | 5
6747 | 5
6748 | 5
6749 | 5
6750 | 5
6751 | 5
6752 | 5
6753 | 5
6754 | 5
6755 | 5
6756 | 5
6757 | 5
6758 | 5
6759 | 5
6760 | 5
6761 | 5
6762 | 5
6763 | 5
6764 | 5
6765 | 5
6766 | 5
6767 | 5
6768 | 5
6769 | 10
6770 | 10
6771 | 10
6772 | 10
6773 | 10
6774 | 10
6775 | 10
6776 | 10
6777 | 10
6778 | 10
6779 | 10
6780 | 10
6781 | 10
6782 | 10
6783 | 10
6784 | 10
6785 | 10
6786 | 10
6787 | 10
6788 | 10
6789 | 10
6790 | 10
6791 | 10
6792 | 10
6793 | 10
6794 | 10
6795 | 10
6796 | 10
6797 | 10
6798 | 10
6799 | 10
6800 | 10
6801 | 10
6802 | 10
6803 | 10
6804 | 10
6805 | 10
6806 | 10
6807 | 10
6808 | 10
6809 | 10
6810 | 10
6811 | 10
6812 | 10
6813 | 10
6814 | 10
6815 | 10
6816 | 10
6817 | 6
6818 | 6
6819 | 6
6820 | 6
6821 | 6
6822 | 6
6823 | 6
6824 | 6
6825 | 6
6826 | 6
6827 | 6
6828 | 6
6829 | 6
6830 | 6
6831 | 6
6832 | 6
6833 | 6
6834 | 6
6835 | 6
6836 | 6
6837 | 6
6838 | 6
6839 | 6
6840 | 6
6841 | 10
6842 | 10
6843 | 10
6844 | 10
6845 | 10
6846 | 10
6847 | 10
6848 | 10
6849 | 10
6850 | 10
6851 | 10
6852 | 10
6853 | 10
6854 | 10
6855 | 10
6856 | 10
6857 | 10
6858 | 10
6859 | 10
6860 | 10
6861 | 10
6862 | 10
6863 | 10
6864 | 10
6865 | 10
6866 | 10
6867 | 10
6868 | 10
6869 | 10
6870 | 10
6871 | 10
6872 | 10
6873 | 10
6874 | 10
6875 | 10
6876 | 10
6877 | 10
6878 | 10
6879 | 10
6880 | 10
6881 | 10
6882 | 10
6883 | 10
6884 | 10
6885 | 10
6886 | 10
6887 | 10
6888 | 10
6889 | 5
6890 | 5
6891 | 5
6892 | 5
6893 | 5
6894 | 5
6895 | 5
6896 | 5
6897 | 5
6898 | 5
6899 | 5
6900 | 5
6901 | 5
6902 | 5
6903 | 5
6904 | 5
6905 | 5
6906 | 5
6907 | 5
6908 | 5
6909 | 5
6910 | 5
6911 | 5
6912 | 5
6913 | 1
6914 | 1
6915 | 1
6916 | 1
6917 | 1
6918 | 1
6919 | 1
6920 | 1
6921 | 1
6922 | 1
6923 | 1
6924 | 1
6925 | 1
6926 | 1
6927 | 1
6928 | 1
6929 | 1
6930 | 1
6931 | 1
6932 | 1
6933 | 1
6934 | 1
6935 | 1
6936 | 1
6937 | 10
6938 | 10
6939 | 10
6940 | 10
6941 | 10
6942 | 10
6943 | 10
6944 | 10
6945 | 10
6946 | 10
6947 | 10
6948 | 10
6949 | 10
6950 | 10
6951 | 10
6952 | 10
6953 | 10
6954 | 10
6955 | 10
6956 | 10
6957 | 10
6958 | 10
6959 | 10
6960 | 10
6961 | 10
6962 | 10
6963 | 10
6964 | 10
6965 | 10
6966 | 10
6967 | 10
6968 | 10
6969 | 10
6970 | 10
6971 | 10
6972 | 10
6973 | 10
6974 | 10
6975 | 10
6976 | 10
6977 | 10
6978 | 10
6979 | 10
6980 | 10
6981 | 10
6982 | 10
6983 | 10
6984 | 10
6985 | 10
6986 | 10
6987 | 10
6988 | 10
6989 | 10
6990 | 10
6991 | 10
6992 | 10
6993 | 10
6994 | 10
6995 | 10
6996 | 10
6997 | 10
6998 | 10
6999 | 10
7000 | 10
7001 | 10
7002 | 10
7003 | 10
7004 | 10
7005 | 10
7006 | 10
7007 | 10
7008 | 10
7009 | 6
7010 | 6
7011 | 6
7012 | 6
7013 | 6
7014 | 6
7015 | 6
7016 | 6
7017 | 6
7018 | 6
7019 | 6
7020 | 6
7021 | 6
7022 | 6
7023 | 6
7024 | 6
7025 | 6
7026 | 6
7027 | 6
7028 | 6
7029 | 6
7030 | 6
7031 | 6
7032 | 6
7033 | 10
7034 | 10
7035 | 10
7036 | 10
7037 | 10
7038 | 10
7039 | 10
7040 | 10
7041 | 10
7042 | 10
7043 | 10
7044 | 10
7045 | 10
7046 | 10
7047 | 10
7048 | 10
7049 | 10
7050 | 10
7051 | 10
7052 | 10
7053 | 10
7054 | 10
7055 | 10
7056 | 10
7057 | 5
7058 | 5
7059 | 5
7060 | 5
7061 | 5
7062 | 5
7063 | 5
7064 | 5
7065 | 5
7066 | 5
7067 | 5
7068 | 5
7069 | 5
7070 | 5
7071 | 5
7072 | 5
7073 | 5
7074 | 5
7075 | 5
7076 | 5
7077 | 5
7078 | 5
7079 | 5
7080 | 5
7081 | 1
7082 | 1
7083 | 1
7084 | 1
7085 | 1
7086 | 1
7087 | 1
7088 | 1
7089 | 1
7090 | 1
7091 | 1
7092 | 1
7093 | 1
7094 | 1
7095 | 1
7096 | 1
7097 | 1
7098 | 1
7099 | 1
7100 | 1
7101 | 1
7102 | 1
7103 | 1
7104 | 1
7105 | 10
7106 | 10
7107 | 10
7108 | 10
7109 | 10
7110 | 10
7111 | 10
7112 | 10
7113 | 10
7114 | 10
7115 | 10
7116 | 10
7117 | 10
7118 | 10
7119 | 10
7120 | 10
7121 | 10
7122 | 10
7123 | 10
7124 | 10
7125 | 10
7126 | 10
7127 | 10
7128 | 10
7129 | 10
7130 | 10
7131 | 10
7132 | 10
7133 | 10
7134 | 10
7135 | 10
7136 | 10
7137 | 10
7138 | 10
7139 | 10
7140 | 10
7141 | 10
7142 | 10
7143 | 10
7144 | 10
7145 | 10
7146 | 10
7147 | 10
7148 | 10
7149 | 10
7150 | 10
7151 | 10
7152 | 10
7153 | 10
7154 | 10
7155 | 10
7156 | 10
7157 | 10
7158 | 10
7159 | 10
7160 | 10
7161 | 10
7162 | 10
7163 | 10
7164 | 10
7165 | 10
7166 | 10
7167 | 10
7168 | 10
7169 | 10
7170 | 10
7171 | 10
7172 | 10
7173 | 10
7174 | 10
7175 | 10
7176 | 10
7177 | 10
7178 | 10
7179 | 10
7180 | 10
7181 | 10
7182 | 10
7183 | 10
7184 | 10
7185 | 10
7186 | 10
7187 | 10
7188 | 10
7189 | 10
7190 | 10
7191 | 10
7192 | 10
7193 | 10
7194 | 10
7195 | 10
7196 | 10
7197 | 10
7198 | 10
7199 | 10
7200 | 10
7201 | 10
7202 | 10
7203 | 10
7204 | 10
7205 | 10
7206 | 10
7207 | 10
7208 | 10
7209 | 10
7210 | 10
7211 | 10
7212 | 10
7213 | 10
7214 | 10
7215 | 10
7216 | 10
7217 | 10
7218 | 10
7219 | 10
7220 | 10
7221 | 10
7222 | 10
7223 | 10
7224 | 10
7225 | 5
7226 | 5
7227 | 5
7228 | 5
7229 | 5
7230 | 5
7231 | 5
7232 | 5
7233 | 5
7234 | 5
7235 | 5
7236 | 5
7237 | 5
7238 | 5
7239 | 5
7240 | 5
7241 | 5
7242 | 5
7243 | 5
7244 | 5
7245 | 5
7246 | 5
7247 | 5
7248 | 5
7249 | 5
7250 | 5
7251 | 5
7252 | 5
7253 | 5
7254 | 5
7255 | 5
7256 | 5
7257 | 5
7258 | 5
7259 | 5
7260 | 5
7261 | 5
7262 | 5
7263 | 5
7264 | 5
7265 | 5
7266 | 5
7267 | 5
7268 | 5
7269 | 5
7270 | 5
7271 | 5
7272 | 5
7273 | 10
7274 | 10
7275 | 10
7276 | 10
7277 | 10
7278 | 10
7279 | 10
7280 | 10
7281 | 10
7282 | 10
7283 | 10
7284 | 10
7285 | 10
7286 | 10
7287 | 10
7288 | 10
7289 | 10
7290 | 10
7291 | 10
7292 | 10
7293 | 10
7294 | 10
7295 | 10
7296 | 10
7297 | 10
7298 | 10
7299 | 10
7300 | 10
7301 | 10
7302 | 10
7303 | 10
7304 | 10
7305 | 10
7306 | 10
7307 | 10
7308 | 10
7309 | 10
7310 | 10
7311 | 10
7312 | 10
7313 | 10
7314 | 10
7315 | 10
7316 | 10
7317 | 10
7318 | 10
7319 | 10
7320 | 10
7321 | 10
7322 | 10
7323 | 10
7324 | 10
7325 | 10
7326 | 10
7327 | 10
7328 | 10
7329 | 10
7330 | 10
7331 | 10
7332 | 10
7333 | 10
7334 | 10
7335 | 10
7336 | 10
7337 | 10
7338 | 10
7339 | 10
7340 | 10
7341 | 10
7342 | 10
7343 | 10
7344 | 10
7345 | 1
7346 | 1
7347 | 1
7348 | 1
7349 | 1
7350 | 1
7351 | 1
7352 | 1
7353 | 1
7354 | 1
7355 | 1
7356 | 1
7357 | 1
7358 | 1
7359 | 1
7360 | 1
7361 | 1
7362 | 1
7363 | 1
7364 | 1
7365 | 1
7366 | 1
7367 | 1
7368 | 1
7369 | 1
7370 | 1
7371 | 1
7372 | 1
7373 | 1
7374 | 1
7375 | 1
7376 | 1
7377 | 1
7378 | 1
7379 | 1
7380 | 1
7381 | 1
7382 | 1
7383 | 1
7384 | 1
7385 | 1
7386 | 1
7387 | 1
7388 | 1
7389 | 1
7390 | 1
7391 | 1
7392 | 1
7393 | 10
7394 | 10
7395 | 10
7396 | 10
7397 | 10
7398 | 10
7399 | 10
7400 | 10
7401 | 10
7402 | 10
7403 | 10
7404 | 10
7405 | 10
7406 | 10
7407 | 10
7408 | 10
7409 | 10
7410 | 10
7411 | 10
7412 | 10
7413 | 10
7414 | 10
7415 | 10
7416 | 10
7417 | 2
7418 | 2
7419 | 2
7420 | 2
7421 | 2
7422 | 2
7423 | 2
7424 | 2
7425 | 2
7426 | 2
7427 | 2
7428 | 2
7429 | 2
7430 | 2
7431 | 2
7432 | 2
7433 | 2
7434 | 2
7435 | 2
7436 | 2
7437 | 2
7438 | 2
7439 | 2
7440 | 2
7441 | 2
7442 | 2
7443 | 2
7444 | 2
7445 | 2
7446 | 2
7447 | 2
7448 | 2
7449 | 2
7450 | 2
7451 | 2
7452 | 2
7453 | 2
7454 | 2
7455 | 2
7456 | 2
7457 | 2
7458 | 2
7459 | 2
7460 | 2
7461 | 2
7462 | 2
7463 | 2
7464 | 2
7465 | 2
7466 | 2
7467 | 2
7468 | 2
7469 | 2
7470 | 2
7471 | 2
7472 | 2
7473 | 2
7474 | 2
7475 | 2
7476 | 2
7477 | 2
7478 | 2
7479 | 2
7480 | 2
7481 | 2
7482 | 2
7483 | 2
7484 | 2
7485 | 2
7486 | 2
7487 | 2
7488 | 2
7489 | 10
7490 | 10
7491 | 10
7492 | 10
7493 | 10
7494 | 10
7495 | 10
7496 | 10
7497 | 10
7498 | 10
7499 | 10
7500 | 10
7501 | 10
7502 | 10
7503 | 10
7504 | 10
7505 | 10
7506 | 10
7507 | 10
7508 | 10
7509 | 10
7510 | 10
7511 | 10
7512 | 10
7513 | 1
7514 | 1
7515 | 1
7516 | 1
7517 | 1
7518 | 1
7519 | 1
7520 | 1
7521 | 1
7522 | 1
7523 | 1
7524 | 1
7525 | 1
7526 | 1
7527 | 1
7528 | 1
7529 | 1
7530 | 1
7531 | 1
7532 | 1
7533 | 1
7534 | 1
7535 | 1
7536 | 1
7537 | 1
7538 | 1
7539 | 1
7540 | 1
7541 | 1
7542 | 1
7543 | 1
7544 | 1
7545 | 1
7546 | 1
7547 | 1
7548 | 1
7549 | 1
7550 | 1
7551 | 1
7552 | 1
7553 | 1
7554 | 1
7555 | 1
7556 | 1
7557 | 1
7558 | 1
7559 | 1
7560 | 1
7561 | 2
7562 | 2
7563 | 2
7564 | 2
7565 | 2
7566 | 2
7567 | 2
7568 | 2
7569 | 2
7570 | 2
7571 | 2
7572 | 2
7573 | 2
7574 | 2
7575 | 2
7576 | 2
7577 | 2
7578 | 2
7579 | 2
7580 | 2
7581 | 2
7582 | 2
7583 | 2
7584 | 2
7585 | 2
7586 | 2
7587 | 2
7588 | 2
7589 | 2
7590 | 2
7591 | 2
7592 | 2
7593 | 2
7594 | 2
7595 | 2
7596 | 2
7597 | 2
7598 | 2
7599 | 2
7600 | 2
7601 | 2
7602 | 2
7603 | 2
7604 | 2
7605 | 2
7606 | 2
7607 | 2
7608 | 2
7609 | 10
7610 | 10
7611 | 10
7612 | 10
7613 | 10
7614 | 10
7615 | 10
7616 | 10
7617 | 10
7618 | 10
7619 | 10
7620 | 10
7621 | 10
7622 | 10
7623 | 10
7624 | 10
7625 | 10
7626 | 10
7627 | 10
7628 | 10
7629 | 10
7630 | 10
7631 | 10
7632 | 10
7633 | 10
7634 | 10
7635 | 10
7636 | 10
7637 | 10
7638 | 10
7639 | 10
7640 | 10
7641 | 10
7642 | 10
7643 | 10
7644 | 10
7645 | 10
7646 | 10
7647 | 10
7648 | 10
7649 | 10
7650 | 10
7651 | 10
7652 | 10
7653 | 10
7654 | 10
7655 | 10
7656 | 10
7657 | 2
7658 | 2
7659 | 2
7660 | 2
7661 | 2
7662 | 2
7663 | 2
7664 | 2
7665 | 2
7666 | 2
7667 | 2
7668 | 2
7669 | 2
7670 | 2
7671 | 2
7672 | 2
7673 | 2
7674 | 2
7675 | 2
7676 | 2
7677 | 2
7678 | 2
7679 | 2
7680 | 2
7681 | 1
7682 | 1
7683 | 1
7684 | 1
7685 | 1
7686 | 1
7687 | 1
7688 | 1
7689 | 1
7690 | 1
7691 | 1
7692 | 1
7693 | 1
7694 | 1
7695 | 1
7696 | 1
7697 | 1
7698 | 1
7699 | 1
7700 | 1
7701 | 1
7702 | 1
7703 | 1
7704 | 1
7705 | 1
7706 | 1
7707 | 1
7708 | 1
7709 | 1
7710 | 1
7711 | 1
7712 | 1
7713 | 1
7714 | 1
7715 | 1
7716 | 1
7717 | 1
7718 | 1
7719 | 1
7720 | 1
7721 | 1
7722 | 1
7723 | 1
7724 | 1
7725 | 1
7726 | 1
7727 | 1
7728 | 1
7729 | 2
7730 | 2
7731 | 2
7732 | 2
7733 | 2
7734 | 2
7735 | 2
7736 | 2
7737 | 2
7738 | 2
7739 | 2
7740 | 2
7741 | 2
7742 | 2
7743 | 2
7744 | 2
7745 | 2
7746 | 2
7747 | 2
7748 | 2
7749 | 2
7750 | 2
7751 | 2
7752 | 2
7753 | 2
7754 | 2
7755 | 2
7756 | 2
7757 | 2
7758 | 2
7759 | 2
7760 | 2
7761 | 2
7762 | 2
7763 | 2
7764 | 2
7765 | 2
7766 | 2
7767 | 2
7768 | 2
7769 | 2
7770 | 2
7771 | 2
7772 | 2
7773 | 2
7774 | 2
7775 | 2
7776 | 2
7777 | 2
7778 | 2
7779 | 2
7780 | 2
7781 | 2
7782 | 2
7783 | 2
7784 | 2
7785 | 2
7786 | 2
7787 | 2
7788 | 2
7789 | 2
7790 | 2
7791 | 2
7792 | 2
7793 | 2
7794 | 2
7795 | 2
7796 | 2
7797 | 2
7798 | 2
7799 | 2
7800 | 2
7801 | 2
7802 | 2
7803 | 2
7804 | 2
7805 | 2
7806 | 2
7807 | 2
7808 | 2
7809 | 2
7810 | 2
7811 | 2
7812 | 2
7813 | 2
7814 | 2
7815 | 2
7816 | 2
7817 | 2
7818 | 2
7819 | 2
7820 | 2
7821 | 2
7822 | 2
7823 | 2
7824 | 2
7825 | 2
7826 | 2
7827 | 2
7828 | 2
7829 | 2
7830 | 2
7831 | 2
7832 | 2
7833 | 2
7834 | 2
7835 | 2
7836 | 2
7837 | 2
7838 | 2
7839 | 2
7840 | 2
7841 | 2
7842 | 2
7843 | 2
7844 | 2
7845 | 2
7846 | 2
7847 | 2
7848 | 2
7849 | 1
7850 | 1
7851 | 1
7852 | 1
7853 | 1
7854 | 1
7855 | 1
7856 | 1
7857 | 1
7858 | 1
7859 | 1
7860 | 1
7861 | 1
7862 | 1
7863 | 1
7864 | 1
7865 | 1
7866 | 1
7867 | 1
7868 | 1
7869 | 1
7870 | 1
7871 | 1
7872 | 1
7873 | 1
7874 | 1
7875 | 1
7876 | 1
7877 | 1
7878 | 1
7879 | 1
7880 | 1
7881 | 1
7882 | 1
7883 | 1
7884 | 1
7885 | 1
7886 | 1
7887 | 1
7888 | 1
7889 | 1
7890 | 1
7891 | 1
7892 | 1
7893 | 1
7894 | 1
7895 | 1
7896 | 1
7897 | 10
7898 | 10
7899 | 10
7900 | 10
7901 | 10
7902 | 10
7903 | 10
7904 | 10
7905 | 10
7906 | 10
7907 | 10
7908 | 10
7909 | 10
7910 | 10
7911 | 10
7912 | 10
7913 | 10
7914 | 10
7915 | 10
7916 | 10
7917 | 10
7918 | 10
7919 | 10
7920 | 10
7921 | 2
7922 | 2
7923 | 2
7924 | 2
7925 | 2
7926 | 2
7927 | 2
7928 | 2
7929 | 2
7930 | 2
7931 | 2
7932 | 2
7933 | 2
7934 | 2
7935 | 2
7936 | 2
7937 | 2
7938 | 2
7939 | 2
7940 | 2
7941 | 2
7942 | 2
7943 | 2
7944 | 2
7945 | 2
7946 | 2
7947 | 2
7948 | 2
7949 | 2
7950 | 2
7951 | 2
7952 | 2
7953 | 2
7954 | 2
7955 | 2
7956 | 2
7957 | 2
7958 | 2
7959 | 2
7960 | 2
7961 | 2
7962 | 2
7963 | 2
7964 | 2
7965 | 2
7966 | 2
7967 | 2
7968 | 2
7969 | 2
7970 | 2
7971 | 2
7972 | 2
7973 | 2
7974 | 2
7975 | 2
7976 | 2
7977 | 2
7978 | 2
7979 | 2
7980 | 2
7981 | 2
7982 | 2
7983 | 2
7984 | 2
7985 | 2
7986 | 2
7987 | 2
7988 | 2
7989 | 2
7990 | 2
7991 | 2
7992 | 2
7993 | 4
7994 | 4
7995 | 4
7996 | 4
7997 | 4
7998 | 4
7999 | 4
8000 | 4
8001 | 4
8002 | 4
8003 | 4
8004 | 4
8005 | 4
8006 | 4
8007 | 4
8008 | 4
8009 | 4
8010 | 4
8011 | 4
8012 | 4
8013 | 4
8014 | 4
8015 | 4
8016 | 4
8017 | 2
8018 | 2
8019 | 2
8020 | 2
8021 | 2
8022 | 2
8023 | 2
8024 | 2
8025 | 2
8026 | 2
8027 | 2
8028 | 2
8029 | 2
8030 | 2
8031 | 2
8032 | 2
8033 | 2
8034 | 2
8035 | 2
8036 | 2
8037 | 2
8038 | 2
8039 | 2
8040 | 2
8041 | 2
8042 | 2
8043 | 2
8044 | 2
8045 | 2
8046 | 2
8047 | 2
8048 | 2
8049 | 2
8050 | 2
8051 | 2
8052 | 2
8053 | 2
8054 | 2
8055 | 2
8056 | 2
8057 | 2
8058 | 2
8059 | 2
8060 | 2
8061 | 2
8062 | 2
8063 | 2
8064 | 2
8065 | 2
8066 | 2
8067 | 2
8068 | 2
8069 | 2
8070 | 2
8071 | 2
8072 | 2
8073 | 2
8074 | 2
8075 | 2
8076 | 2
8077 | 2
8078 | 2
8079 | 2
8080 | 2
8081 | 2
8082 | 2
8083 | 2
8084 | 2
8085 | 2
8086 | 2
8087 | 2
8088 | 2
8089 | 2
8090 | 2
8091 | 2
8092 | 2
8093 | 2
8094 | 2
8095 | 2
8096 | 2
8097 | 2
8098 | 2
8099 | 2
8100 | 2
8101 | 2
8102 | 2
8103 | 2
8104 | 2
8105 | 2
8106 | 2
8107 | 2
8108 | 2
8109 | 2
8110 | 2
8111 | 2
8112 | 2
8113 | 3
8114 | 3
8115 | 3
8116 | 3
8117 | 3
8118 | 3
8119 | 3
8120 | 3
8121 | 3
8122 | 3
8123 | 3
8124 | 3
8125 | 3
8126 | 3
8127 | 3
8128 | 3
8129 | 3
8130 | 3
8131 | 3
8132 | 3
8133 | 3
8134 | 3
8135 | 3
8136 | 3
8137 | 1
8138 | 1
8139 | 1
8140 | 1
8141 | 1
8142 | 1
8143 | 1
8144 | 1
8145 | 1
8146 | 1
8147 | 1
8148 | 1
8149 | 1
8150 | 1
8151 | 1
8152 | 1
8153 | 1
8154 | 1
8155 | 1
8156 | 1
8157 | 1
8158 | 1
8159 | 1
8160 | 1
8161 | 10
8162 | 10
8163 | 10
8164 | 10
8165 | 10
8166 | 10
8167 | 10
8168 | 10
8169 | 10
8170 | 10
8171 | 10
8172 | 10
8173 | 10
8174 | 10
8175 | 10
8176 | 10
8177 | 10
8178 | 10
8179 | 10
8180 | 10
8181 | 10
8182 | 10
8183 | 10
8184 | 10
8185 | 2
8186 | 2
8187 | 2
8188 | 2
8189 | 2
8190 | 2
8191 | 2
8192 | 2
8193 | 2
8194 | 2
8195 | 2
8196 | 2
8197 | 2
8198 | 2
8199 | 2
8200 | 2
8201 | 2
8202 | 2
8203 | 2
8204 | 2
8205 | 2
8206 | 2
8207 | 2
8208 | 2
8209 | 2
8210 | 2
8211 | 2
8212 | 2
8213 | 2
8214 | 2
8215 | 2
8216 | 2
8217 | 2
8218 | 2
8219 | 2
8220 | 2
8221 | 2
8222 | 2
8223 | 2
8224 | 2
8225 | 2
8226 | 2
8227 | 2
8228 | 2
8229 | 2
8230 | 2
8231 | 2
8232 | 2
8233 | 2
8234 | 2
8235 | 2
8236 | 2
8237 | 2
8238 | 2
8239 | 2
8240 | 2
8241 | 2
8242 | 2
8243 | 2
8244 | 2
8245 | 2
8246 | 2
8247 | 2
8248 | 2
8249 | 2
8250 | 2
8251 | 2
8252 | 2
8253 | 2
8254 | 2
8255 | 2
8256 | 2
8257 | 2
8258 | 2
8259 | 2
8260 | 2
8261 | 2
8262 | 2
8263 | 2
8264 | 2
8265 | 2
8266 | 2
8267 | 2
8268 | 2
8269 | 2
8270 | 2
8271 | 2
8272 | 2
8273 | 2
8274 | 2
8275 | 2
8276 | 2
8277 | 2
8278 | 2
8279 | 2
8280 | 2
8281 | 3
8282 | 3
8283 | 3
8284 | 3
8285 | 3
8286 | 3
8287 | 3
8288 | 3
8289 | 3
8290 | 3
8291 | 3
8292 | 3
8293 | 3
8294 | 3
8295 | 3
8296 | 3
8297 | 3
8298 | 3
8299 | 3
8300 | 3
8301 | 3
8302 | 3
8303 | 3
8304 | 3
8305 | 3
8306 | 3
8307 | 3
8308 | 3
8309 | 3
8310 | 3
8311 | 3
8312 | 3
8313 | 3
8314 | 3
8315 | 3
8316 | 3
8317 | 3
8318 | 3
8319 | 3
8320 | 3
8321 | 3
8322 | 3
8323 | 3
8324 | 3
8325 | 3
8326 | 3
8327 | 3
8328 | 3
8329 | 4
8330 | 4
8331 | 4
8332 | 4
8333 | 4
8334 | 4
8335 | 4
8336 | 4
8337 | 4
8338 | 4
8339 | 4
8340 | 4
8341 | 4
8342 | 4
8343 | 4
8344 | 4
8345 | 4
8346 | 4
8347 | 4
8348 | 4
8349 | 4
8350 | 4
8351 | 4
8352 | 4
8353 | 4
8354 | 4
8355 | 4
8356 | 4
8357 | 4
8358 | 4
8359 | 4
8360 | 4
8361 | 4
8362 | 4
8363 | 4
8364 | 4
8365 | 4
8366 | 4
8367 | 4
8368 | 4
8369 | 4
8370 | 4
8371 | 4
8372 | 4
8373 | 4
8374 | 4
8375 | 4
8376 | 4
8377 | 4
8378 | 4
8379 | 4
8380 | 4
8381 | 4
8382 | 4
8383 | 4
8384 | 4
8385 | 4
8386 | 4
8387 | 4
8388 | 4
8389 | 4
8390 | 4
8391 | 4
8392 | 4
8393 | 4
8394 | 4
8395 | 4
8396 | 4
8397 | 4
8398 | 4
8399 | 4
8400 | 4
8401 | 4
8402 | 4
8403 | 4
8404 | 4
8405 | 4
8406 | 4
8407 | 4
8408 | 4
8409 | 4
8410 | 4
8411 | 4
8412 | 4
8413 | 4
8414 | 4
8415 | 4
8416 | 4
8417 | 4
8418 | 4
8419 | 4
8420 | 4
8421 | 4
8422 | 4
8423 | 4
8424 | 4
8425 | 4
8426 | 4
8427 | 4
8428 | 4
8429 | 4
8430 | 4
8431 | 4
8432 | 4
8433 | 4
8434 | 4
8435 | 4
8436 | 4
8437 | 4
8438 | 4
8439 | 4
8440 | 4
8441 | 4
8442 | 4
8443 | 4
8444 | 4
8445 | 4
8446 | 4
8447 | 4
8448 | 4
8449 | 3
8450 | 3
8451 | 3
8452 | 3
8453 | 3
8454 | 3
8455 | 3
8456 | 3
8457 | 3
8458 | 3
8459 | 3
8460 | 3
8461 | 3
8462 | 3
8463 | 3
8464 | 3
8465 | 3
8466 | 3
8467 | 3
8468 | 3
8469 | 3
8470 | 3
8471 | 3
8472 | 3
8473 | 3
8474 | 3
8475 | 3
8476 | 3
8477 | 3
8478 | 3
8479 | 3
8480 | 3
8481 | 3
8482 | 3
8483 | 3
8484 | 3
8485 | 3
8486 | 3
8487 | 3
8488 | 3
8489 | 3
8490 | 3
8491 | 3
8492 | 3
8493 | 3
8494 | 3
8495 | 3
8496 | 3
8497 | 2
8498 | 2
8499 | 2
8500 | 2
8501 | 2
8502 | 2
8503 | 2
8504 | 2
8505 | 2
8506 | 2
8507 | 2
8508 | 2
8509 | 2
8510 | 2
8511 | 2
8512 | 2
8513 | 2
8514 | 2
8515 | 2
8516 | 2
8517 | 2
8518 | 2
8519 | 2
8520 | 2
8521 | 2
8522 | 2
8523 | 2
8524 | 2
8525 | 2
8526 | 2
8527 | 2
8528 | 2
8529 | 2
8530 | 2
8531 | 2
8532 | 2
8533 | 2
8534 | 2
8535 | 2
8536 | 2
8537 | 2
8538 | 2
8539 | 2
8540 | 2
8541 | 2
8542 | 2
8543 | 2
8544 | 2
8545 | 2
8546 | 2
8547 | 2
8548 | 2
8549 | 2
8550 | 2
8551 | 2
8552 | 2
8553 | 2
8554 | 2
8555 | 2
8556 | 2
8557 | 2
8558 | 2
8559 | 2
8560 | 2
8561 | 2
8562 | 2
8563 | 2
8564 | 2
8565 | 2
8566 | 2
8567 | 2
8568 | 2
8569 | 2
8570 | 2
8571 | 2
8572 | 2
8573 | 2
8574 | 2
8575 | 2
8576 | 2
8577 | 2
8578 | 2
8579 | 2
8580 | 2
8581 | 2
8582 | 2
8583 | 2
8584 | 2
8585 | 2
8586 | 2
8587 | 2
8588 | 2
8589 | 2
8590 | 2
8591 | 2
8592 | 2
8593 | 2
8594 | 2
8595 | 2
8596 | 2
8597 | 2
8598 | 2
8599 | 2
8600 | 2
8601 | 2
8602 | 2
8603 | 2
8604 | 2
8605 | 2
8606 | 2
8607 | 2
8608 | 2
8609 | 2
8610 | 2
8611 | 2
8612 | 2
8613 | 2
8614 | 2
8615 | 2
8616 | 2
8617 | 3
8618 | 3
8619 | 3
8620 | 3
8621 | 3
8622 | 3
8623 | 3
8624 | 3
8625 | 3
8626 | 3
8627 | 3
8628 | 3
8629 | 3
8630 | 3
8631 | 3
8632 | 3
8633 | 3
8634 | 3
8635 | 3
8636 | 3
8637 | 3
8638 | 3
8639 | 3
8640 | 3
8641 | 3
8642 | 3
8643 | 3
8644 | 3
8645 | 3
8646 | 3
8647 | 3
8648 | 3
8649 | 3
8650 | 3
8651 | 3
8652 | 3
8653 | 3
8654 | 3
8655 | 3
8656 | 3
8657 | 3
8658 | 3
8659 | 3
8660 | 3
8661 | 3
8662 | 3
8663 | 3
8664 | 3
8665 | 2
8666 | 2
8667 | 2
8668 | 2
8669 | 2
8670 | 2
8671 | 2
8672 | 2
8673 | 2
8674 | 2
8675 | 2
8676 | 2
8677 | 2
8678 | 2
8679 | 2
8680 | 2
8681 | 2
8682 | 2
8683 | 2
8684 | 2
8685 | 2
8686 | 2
8687 | 2
8688 | 2
8689 | 2
8690 | 2
8691 | 2
8692 | 2
8693 | 2
8694 | 2
8695 | 2
8696 | 2
8697 | 2
8698 | 2
8699 | 2
8700 | 2
8701 | 2
8702 | 2
8703 | 2
8704 | 2
8705 | 2
8706 | 2
8707 | 2
8708 | 2
8709 | 2
8710 | 2
8711 | 2
8712 | 2
8713 | 2
8714 | 2
8715 | 2
8716 | 2
8717 | 2
8718 | 2
8719 | 2
8720 | 2
8721 | 2
8722 | 2
8723 | 2
8724 | 2
8725 | 2
8726 | 2
8727 | 2
8728 | 2
8729 | 2
8730 | 2
8731 | 2
8732 | 2
8733 | 2
8734 | 2
8735 | 2
8736 | 2
8737 | 2
8738 | 2
8739 | 2
8740 | 2
8741 | 2
8742 | 2
8743 | 2
8744 | 2
8745 | 2
8746 | 2
8747 | 2
8748 | 2
8749 | 2
8750 | 2
8751 | 2
8752 | 2
8753 | 2
8754 | 2
8755 | 2
8756 | 2
8757 | 2
8758 | 2
8759 | 2
8760 | 2

## df_Buildings_t
Hub | Period | Time | Domestic_electricity | House_Q_DHW | T_in | House_Q_heating | House_Q_cooling | Th_supply | Th_return | HeatGains | SolarGains
Building1 | 1 | 1 | 0.14457 | 0 | 20.7213 | 5.3173 | 0 | 45.1888 | 36.7926 | 0.16384 | 0
|  | 2 | 0.14457 | 0 | 20.7122 | 5.7004 | 0 | 47.0038 | 38.0026 | 0.16384 | 0
|  | 3 | 0.14457 | 0 | 20.7031 | 5.8208 | 0 | 47.5738 | 38.3826 | 0.16384 | 0
|  | 4 | 0.14457 | 0 | 20.6941 | 1.3515 | 0 | 48.1288 | 38.7526 | 0.16384 | 0
|  | 5 | 0.14457 | 0 | 20.5009 | 0 | 0 | 48.5788 | 39.0526 | 0.16384 | 0
|  | 6 | 0.28914 | 0 | 20.252 | 0 | 0 | 49.3138 | 39.5426 | 0.16384 | 0
|  | 7 | 1.1802 | 0.8393 | 20 | 6.0576 | 0 | 48.6959 | 39.1306 | 0.21196 | 0
|  | 8 | 0.38286 | 0 | 20 | 5.0787 | 0 | 44.0583 | 36.0389 | 0.33916 | 0
|  | 9 | 0.16827 | 0 | 20 | 6.5357 | 0 | 42.5677 | 35.0451 | 0.20361 | 0.010098
|  | 10 | 0.16827 | 0 | 20.0712 | 6.338 | 0 | 40.1324 | 33.4216 | 0.20361 | 0.099868
|  | 11 | 0.16827 | 0 | 20.1543 | 6.0709 | 0 | 37.5087 | 31.6724 | 0.20361 | 0.21676
|  | 12 | 0.16827 | 0 | 20.2478 | 5.6606 | 0 | 35.5649 | 30.3766 | 0.20361 | 0.30094
|  | 13 | 1.2503 | 1.1191 | 20.3401 | 5.1832 | 0 | 33.3034 | 28.8689 | 0.4047 | 0.35876
|  | 14 | 0.38286 | 0 | 20.4313 | 5.1636 | 0 | 33.2109 | 28.8072 | 0.33916 | 0.36783
|  | 15 | 0.16827 | 0 | 20.5212 | 5.4024 | 0 | 34.342 | 29.5613 | 0.20361 | 0.30578
|  | 16 | 0.16827 | 0 | 20.6101 | 5.678 | 0 | 35.6475 | 30.4317 | 0.20361 | 0.16634
|  | 17 | 0.16827 | 0 | 20.6978 | 6.3754 | 0 | 40.8111 | 33.8741 | 0.20361 | 0.032589
|  | 18 | 0.38286 | 0 | 20.7686 | 4.7567 | 0 | 40.1583 | 33.4389 | 0.33916 | 0
|  | 19 | 1.2503 | 1.1191 | 20.779 | 4.2418 | 0 | 40.094 | 33.396 | 0.31475 | 0
|  | 20 | 1.5157 | 1.3988 | 20.7691 | 4.3174 | 0 | 40.4524 | 33.6349 | 0.2011 | 0
|  | 21 | 0.35916 | 0 | 20.7593 | 4.2794 | 0 | 40.2724 | 33.5149 | 0.2011 | 0
|  | 22 | 0.28914 | 0 | 20.7496 | 4.2787 | 0 | 40.2688 | 33.5126 | 0.16384 | 0
|  | 23 | 0.28914 | 0 | 20.7401 | 4.2407 | 0 | 40.0888 | 33.3926 | 0.16384 | 0
|  | 24 | 0.14457 | 0 | 20.7306 | 4.2027 | 0 | 39.9088 | 33.2726 | 0.16384 | 0
| 2 | 1 | 0.14457 | 0 | 20 | 5.3173 | 0 | 45.1888 | 36.7926 | 0.16384 | 0
|  | 2 | 0.14457 | 0 | 20 | 5.2825 | 0 | 45.0238 | 36.6826 | 0.16384 | 0
|  | 3 | 0.14457 | 0 | 20 | 5.368 | 0 | 45.4288 | 36.9526 | 0.16384 | 0
|  | 4 | 0.14457 | 0 | 20 | 5.406 | 0 | 45.6088 | 37.0726 | 0.16384 | 0
|  | 5 | 0.14457 | 0 | 20 | 5.4788 | 0 | 45.9538 | 37.3026 | 0.16384 | 0
|  | 6 | 0.28914 | 0 | 20 | 5.5231 | 0 | 46.1638 | 37.4426 | 0.16384 | 0
|  | 7 | 1.1802 | 0.8393 | 20 | 5.475 | 0 | 45.9359 | 37.2906 | 0.21196 | 0
|  | 8 | 0.38286 | 0 | 20 | 5.1642 | 0 | 44.4633 | 36.3089 | 0.33916 | 0
|  | 9 | 0.16827 | 0 | 20 | 5.2725 | 0 | 44.9766 | 36.651 | 0.20361 | 0.043049
|  | 10 | 0.16827 | 0 | 20 | 5.2213 | 0 | 44.7339 | 36.4893 | 0.20361 | 0.15761
|  | 11 | 0.16827 | 0 | 20 | 5.197 | 0 | 44.6191 | 36.4127 | 0.20361 | 0.26417
|  | 12 | 0.16827 | 0 | 20 | 6.589 | 0 | 43.463 | 35.642 | 0.20361 | 0.40055
|  | 13 | 1.2503 | 1.1191 | 20.0658 | 6.3961 | 0 | 41.0966 | 34.0644 | 0.4047 | 0.50584
|  | 14 | 0.38286 | 0 | 20.143 | 6.2547 | 0 | 38.3795 | 32.253 | 0.33916 | 0.91064
|  | 15 | 0.16827 | 0 | 20.2367 | 5.5242 | 0 | 34.9189 | 29.9459 | 0.20361 | 1.5994
|  | 16 | 0.16827 | 0 | 20.3292 | 5.3179 | 0 | 33.9415 | 29.2943 | 0.20361 | 1.8089
|  | 17 | 0.16827 | 0 | 20.4204 | 0 | 0 | 37.9441 | 31.9628 | 0.20361 | 1.0336
|  | 18 | 0.38286 | 0 | 20.2628 | 0 | 0 | 42.8818 | 35.2545 | 0.33916 | 0.010885
|  | 19 | 1.2503 | 1.1191 | 20.0653 | 5.0081 | 0 | 43.724 | 35.816 | 0.31475 | 0
|  | 20 | 1.5157 | 1.3988 | 20.0644 | 5.2009 | 0 | 44.6374 | 36.4249 | 0.2011 | 0
|  | 21 | 0.35916 | 0 | 20.0636 | 5.2579 | 0 | 44.9074 | 36.6049 | 0.2011 | 0
|  | 22 | 0.28914 | 0 | 20.0628 | 5.3521 | 0 | 45.3538 | 36.9026 | 0.16384 | 0
|  | 23 | 0.28914 | 0 | 20.062 | 5.4376 | 0 | 45.7588 | 37.1726 | 0.16384 | 0
|  | 24 | 0.14457 | 0 | 20.0612 | 4.0516 | 0 | 46.3138 | 37.5426 | 0.16384 | 0
| 3 | 1 | 0.14457 | 0 | 20 | 6.2419 | 0 | 49.5688 | 39.7126 | 0.16384 | 0
|  | 2 | 0.14457 | 0 | 20 | 6.3527 | 0 | 50.0938 | 40.0626 | 0.16384 | 0
|  | 3 | 0.14457 | 0 | 20 | 6.5681 | 0 | 51.1138 | 40.7426 | 0.16384 | 0
|  | 4 | 0.14457 | 0 | 20 | 6.6156 | 0 | 51.3388 | 40.8926 | 0.16384 | 0
|  | 5 | 0.14457 | 0 | 20 | 6.6282 | 0 | 51.3988 | 40.9326 | 0.16384 | 0
|  | 6 | 0.28914 | 0 | 20 | 6.5712 | 0 | 51.1288 | 40.7526 | 0.16384 | 0
|  | 7 | 1.1802 | 0.8393 | 20 | 6.5136 | 0 | 50.8559 | 40.5706 | 0.21196 | 0
|  | 8 | 0.38286 | 0 | 20 | 6.2946 | 0 | 49.8183 | 39.8789 | 0.33916 | 0
|  | 9 | 0.16827 | 0 | 20 | 6.2642 | 0 | 49.6745 | 39.783 | 0.20361 | 0.0075918
|  | 10 | 0.16827 | 0 | 20 | 5.8479 | 0 | 47.7023 | 38.4682 | 0.20361 | 0.062944
|  | 11 | 0.16827 | 0 | 20 | 5.1995 | 0 | 44.631 | 36.4207 | 0.20361 | 0.135
|  | 12 | 0.16827 | 0 | 20 | 7.3561 | 0 | 43.5971 | 35.7314 | 0.20361 | 0.1886
|  | 13 | 1.2503 | 1.1191 | 20.0955 | 7.215 | 0 | 42.9284 | 35.2856 | 0.4047 | 0.21732
|  | 14 | 0.38286 | 0 | 20.1897 | 7.3841 | 0 | 43.7295 | 35.8197 | 0.33916 | 0.2119
|  | 15 | 0.16827 | 0 | 20.2828 | 6.5468 | 0 | 44.5219 | 36.348 | 0.20361 | 0.17385
|  | 16 | 0.16827 | 0 | 20.3343 | 5.3371 | 0 | 45.2828 | 36.8552 | 0.20361 | 0.10507
|  | 17 | 0.16827 | 0 | 20.33 | 5.6948 | 0 | 46.9769 | 37.9846 | 0.20361 | 0.026086
|  | 18 | 0.38286 | 0 | 20.3258 | 5.9494 | 0 | 48.1833 | 38.7889 | 0.33916 | 0
|  | 19 | 1.2503 | 1.1191 | 20.3217 | 6.243 | 0 | 49.574 | 39.716 | 0.31475 | 0
|  | 20 | 1.5157 | 1.3988 | 20.3176 | 0 | 0 | 50.6374 | 40.4249 | 0.2011 | 0
|  | 21 | 0.35916 | 0 | 20.0535 | 5.3501 | 0 | 51.4474 | 40.9649 | 0.2011 | 0
|  | 22 | 0.28914 | 0 | 20.0011 | 6.6346 | 0 | 51.4288 | 40.9526 | 0.16384 | 0
|  | 23 | 0.28914 | 0 | 20.001 | 6.7485 | 0 | 51.9688 | 41.3126 | 0.16384 | 0
|  | 24 | 0.14457 | 0 | 20.001 | 6.8151 | 0 | 52.4038 | 41.6026 | 0.16384 | 0
| 4 | 1 | 0.14457 | 0 | 20.2711 | 6.7017 | 0 | 53.4238 | 42.2826 | 0.16384 | 0
|  | 2 | 0.14457 | 0 | 20.2534 | 6.6541 | 0 | 53.8588 | 42.5726 | 0.16384 | 0
|  | 3 | 0.14457 | 0 | 20.2304 | 6.6183 | 0 | 54.1888 | 42.7926 | 0.16384 | 0
|  | 4 | 0.14457 | 0 | 20.2034 | 6.5893 | 0 | 54.4588 | 42.9726 | 0.16384 | 0
|  | 5 | 0.14457 | 0 | 20.1732 | 6.5652 | 0 | 54.6838 | 43.1226 | 0.16384 | 0
|  | 6 | 0.28914 | 0 | 20.1406 | 6.5413 | 0 | 54.9088 | 43.2726 | 0.16384 | 0
|  | 7 | 1.1802 | 0.8393 | 20.1055 | 6.5159 | 0 | 54.9209 | 43.2806 | 0.21196 | 0
|  | 8 | 0.38286 | 0 | 20.0698 | 6.4702 | 0 | 54.7533 | 43.1689 | 0.33916 | 0
|  | 9 | 0.16827 | 0 | 20.0341 | 6.59 | 0 | 55.1826 | 43.4551 | 0.20361 | 0.010111
|  | 10 | 0.16827 | 0 | 20 | 6.998 | 0 | 53.1507 | 42.1004 | 0.20361 | 0.065402
|  | 11 | 0.16827 | 0 | 20 | 6.3162 | 0 | 49.9207 | 39.9471 | 0.20361 | 0.17411
|  | 12 | 0.16827 | 0 | 20 | 5.7995 | 0 | 47.4733 | 38.3155 | 0.20361 | 0.29179
|  | 13 | 1.2503 | 1.1191 | 20 | 7.2402 | 0 | 44.6668 | 36.4445 | 0.4047 | 0.39181
|  | 14 | 0.38286 | 0 | 20.0817 | 7.4844 | 0 | 44.2046 | 36.1364 | 0.33916 | 0.40925
|  | 15 | 0.16827 | 0 | 20.1762 | 7.5547 | 0 | 44.5379 | 36.3586 | 0.20361 | 0.44597
|  | 16 | 0.16827 | 0 | 20.2694 | 7.3573 | 0 | 43.6024 | 35.7349 | 0.20361 | 0.64028
|  | 17 | 0.16827 | 0 | 20.3615 | 5.6363 | 0 | 46.6999 | 37.7999 | 0.20361 | 0.071907
|  | 18 | 0.38286 | 0 | 20.3569 | 5.8006 | 0 | 47.4783 | 38.3189 | 0.33916 | 0
|  | 19 | 1.2503 | 1.1191 | 20.3523 | 6.0372 | 0 | 48.599 | 39.066 | 0.31475 | 0
|  | 20 | 1.5157 | 1.3988 | 20.3478 | 6.6326 | 0 | 51.5824 | 41.0549 | 0.2011 | 0
|  | 21 | 0.35916 | 0 | 20.342 | 6.7932 | 0 | 52.4224 | 41.6149 | 0.2011 | 0
|  | 22 | 0.28914 | 0 | 20.3356 | 6.7281 | 0 | 53.1838 | 42.1226 | 0.16384 | 0
|  | 23 | 0.28914 | 0 | 20.3202 | 6.6704 | 0 | 53.7088 | 42.4726 | 0.16384 | 0
|  | 24 | 0.14457 | 0 | 20.2982 | 6.6248 | 0 | 54.1288 | 42.7526 | 0.16384 | 0
| 5 | 1 | 0.14457 | 0 | 20 | 3.9114 | 0 | 38.5288 | 32.3526 | 0.16384 | 0
|  | 2 | 0.14457 | 0 | 20 | 4.0476 | 0 | 39.1738 | 32.7826 | 0.16384 | 0
|  | 3 | 0.14457 | 0 | 20 | 4.095 | 0 | 39.3988 | 32.9326 | 0.16384 | 0
|  | 4 | 0.14457 | 0 | 20 | 4.1077 | 0 | 39.4588 | 32.9726 | 0.16384 | 0
|  | 5 | 0.14457 | 0 | 20 | 4.1235 | 0 | 39.5338 | 33.0226 | 0.16384 | 0
|  | 6 | 0.28914 | 0 | 20 | 4.133 | 0 | 39.5788 | 33.0526 | 0.16384 | 0
|  | 7 | 1.1802 | 0.8393 | 20 | 4.0691 | 0 | 39.2759 | 32.8506 | 0.21196 | 0
|  | 8 | 0.38286 | 0 | 20 | 6.2626 | 0 | 38.4167 | 32.2778 | 0.33916 | 0.022517
|  | 9 | 0.16827 | 0 | 20.0955 | 6.3239 | 0 | 39.0428 | 32.6952 | 0.20361 | 0.14623
|  | 10 | 0.16827 | 0 | 20.1869 | 5.8867 | 0 | 36.6362 | 31.0908 | 0.20361 | 0.3091
|  | 11 | 0.16827 | 0 | 20.28 | 5.5048 | 0 | 34.8271 | 29.8848 | 0.20361 | 0.42501
|  | 12 | 0.16827 | 0 | 20.3719 | 5.1308 | 0 | 33.0554 | 28.7036 | 0.20361 | 0.52987
|  | 13 | 1.2503 | 1.1191 | 20.4626 | 4.4959 | 0 | 30.0478 | 26.6986 | 0.4047 | 0.70402
|  | 14 | 0.38286 | 0 | 20.5522 | 3.7533 | 0 | 26.5299 | 24.3532 | 0.33916 | 1.4647
|  | 15 | 0.16827 | 0 | 20.6407 | 3.0682 | 0 | 23.2845 | 22.1897 | 0.20361 | 2.3233
|  | 16 | 0.16827 | 0 | 20.728 | 2.9675 | 0 | 22.8075 | 21.8716 | 0.20361 | 2.5095
|  | 17 | 0.16827 | 0 | 20.8142 | 4.0539 | 0 | 27.9537 | 25.3024 | 0.20361 | 1.5783
|  | 18 | 0.38286 | 0 | 20.8993 | 0 | 0 | 36.4326 | 30.9551 | 0.33916 | 0.029703
|  | 19 | 1.2503 | 1.1191 | 20.7484 | 0 | 0 | 37.559 | 31.706 | 0.31475 | 0
|  | 20 | 1.5157 | 1.3988 | 20.5899 | 0 | 0 | 38.2174 | 32.1449 | 0.2011 | 0
|  | 21 | 0.35916 | 0 | 20.4278 | 0 | 0 | 38.0224 | 32.0149 | 0.2011 | 0
|  | 22 | 0.28914 | 0 | 20.2694 | 0 | 0 | 38.1388 | 32.0926 | 0.16384 | 0
|  | 23 | 0.28914 | 0 | 20.112 | 1.1584 | 0 | 38.5138 | 32.3426 | 0.16384 | 0
|  | 24 | 0.14457 | 0 | 20 | 3.9462 | 0 | 38.6938 | 32.4626 | 0.16384 | 0
| 6 | 1 | 0.14457 | 0 | 20.746 | 5.254 | 0 | 44.8888 | 36.5926 | 0.16384 | 0
|  | 2 | 0.14457 | 0 | 20.7365 | 5.539 | 0 | 46.2388 | 37.4926 | 0.16384 | 0
|  | 3 | 0.14457 | 0 | 20.7272 | 0 | 0 | 46.8838 | 37.9226 | 0.16384 | 0
|  | 4 | 0.14457 | 0 | 20.4897 | 0 | 0 | 47.7238 | 38.4826 | 0.16384 | 0
|  | 5 | 0.14457 | 0 | 20.2482 | 0 | 0 | 48.0088 | 38.6726 | 0.16384 | 0
|  | 6 | 0.28914 | 0 | 20.0074 | 5.7067 | 0 | 47.8888 | 38.5926 | 0.16384 | 0
|  | 7 | 1.1802 | 0.8393 | 20 | 5.7695 | 0 | 47.3309 | 38.2206 | 0.21196 | 0
|  | 8 | 0.38286 | 0 | 20 | 5.5007 | 0 | 46.0574 | 37.3716 | 0.33916 | 0.027637
|  | 9 | 0.16827 | 0 | 20 | 5.1191 | 0 | 44.2499 | 36.1666 | 0.20361 | 0.12046
|  | 10 | 0.16827 | 0 | 20 | 6.3209 | 0 | 39.3784 | 32.9189 | 0.20361 | 0.2242
|  | 11 | 0.16827 | 0 | 20.0897 | 6.2192 | 0 | 38.2112 | 32.1408 | 0.20361 | 0.31228
|  | 12 | 0.16827 | 0 | 20.184 | 5.7446 | 0 | 35.963 | 30.642 | 0.20361 | 0.37839
|  | 13 | 1.2503 | 1.1191 | 20.2771 | 5.2705 | 0 | 33.7171 | 29.1448 | 0.4047 | 0.41391
|  | 14 | 0.38286 | 0 | 20.3691 | 5.1593 | 0 | 33.1902 | 28.7935 | 0.33916 | 0.41652
|  | 15 | 0.16827 | 0 | 20.4599 | 5.2671 | 0 | 33.7009 | 29.1339 | 0.20361 | 0.38094
|  | 16 | 0.16827 | 0 | 20.5495 | 5.3681 | 0 | 34.1797 | 29.4531 | 0.20361 | 0.30521
|  | 17 | 0.16827 | 0 | 20.638 | 5.6075 | 0 | 35.3134 | 30.2089 | 0.20361 | 0.1957
|  | 18 | 0.38286 | 0 | 20.7253 | 5.173 | 0 | 33.9528 | 29.3018 | 0.33916 | 0.075059
|  | 19 | 1.2503 | 1.1191 | 20.8056 | 3.3158 | 0 | 35.7073 | 30.4715 | 0.31475 | 0.0077513
|  | 20 | 1.5157 | 1.3988 | 20.7954 | 3.5575 | 0 | 36.8524 | 31.2349 | 0.2011 | 0
|  | 21 | 0.35916 | 0 | 20.7853 | 3.8646 | 0 | 38.3074 | 32.2049 | 0.2011 | 0
|  | 22 | 0.28914 | 0 | 20.7753 | 4.171 | 0 | 39.7588 | 33.1726 | 0.16384 | 0
|  | 23 | 0.28914 | 0 | 20.7654 | 4.4149 | 0 | 40.9138 | 33.9426 | 0.16384 | 0
|  | 24 | 0.14457 | 0 | 20.7557 | 4.7283 | 0 | 42.3988 | 34.9326 | 0.16384 | 0
| 7 | 1 | 0.14457 | 0 | 20.8928 | 0 | 0 | 33.6688 | 29.1126 | 0.16384 | 0
|  | 2 | 0.14457 | 0 | 20.7654 | 0 | 0 | 34.6288 | 29.7526 | 0.16384 | 0
|  | 3 | 0.14457 | 0 | 20.6315 | 0 | 0 | 35.4238 | 30.2826 | 0.16384 | 0
|  | 4 | 0.14457 | 0 | 20.4926 | 0 | 0 | 35.9788 | 30.6526 | 0.16384 | 0
|  | 5 | 0.14457 | 0 | 20.3507 | 0 | 0 | 36.6838 | 31.1226 | 0.16384 | 0
|  | 6 | 0.28914 | 0 | 20.2047 | 0 | 0 | 37.6588 | 31.7726 | 0.16384 | 0
|  | 7 | 1.1802 | 0.8393 | 20.0522 | 2.3931 | 0 | 37.4072 | 31.6048 | 0.21196 | 0.0050087
|  | 8 | 0.38286 | 0 | 20 | 2.1651 | 0 | 30.2565 | 26.8377 | 0.33916 | 0.066886
|  | 9 | 0.16827 | 0 | 20 | 2.6888 | 0 | 26.8142 | 24.5428 | 0.20361 | 0.16914
|  | 10 | 0.16827 | 0 | 20.0503 | 2.801 | 0 | 24.2945 | 22.863 | 0.20361 | 0.26726
|  | 11 | 0.16827 | 0 | 20.1258 | 2.7583 | 0 | 21.8167 | 21.2111 | 0.20361 | 0.39134
|  | 12 | 0.16827 | 0 | 20.2197 | 2.3749 | 0 | 20 | 20 | 0.20361 | 0.49961
|  | 13 | 1.2503 | 1.1191 | 20.3158 | 2.3749 | 0 | 20 | 20 | 0.4047 | 0.59256
|  | 14 | 0.38286 | 0 | 20.4356 | 2.3749 | 0 | 20 | 20 | 0.33916 | 0.67078
|  | 15 | 0.16827 | 0 | 20.5634 | 2.3749 | 0 | 20 | 20 | 0.20361 | 0.71078
|  | 16 | 0.16827 | 0 | 20.6875 | 2.3749 | 0 | 20 | 20 | 0.20361 | 0.65528
|  | 17 | 0.16827 | 0 | 20.8054 | 2.3749 | 0 | 20 | 20 | 0.20361 | 0.41598
|  | 18 | 0.38286 | 0 | 20.9054 | 1.1313 | 0 | 20.2473 | 20.1649 | 0.33916 | 0.13743
|  | 19 | 1.2503 | 1.1191 | 20.9373 | 2.6791 | 0 | 21.4413 | 20.9609 | 0.31475 | 0.0079614
|  | 20 | 1.5157 | 1.3988 | 21.0208 | 1.2716 | 0 | 23.2774 | 22.1849 | 0.2011 | 0
|  | 21 | 0.35916 | 0 | 21.0312 | 0 | 0 | 24.6424 | 23.0949 | 0.2011 | 0
|  | 22 | 0.28914 | 0 | 20.9786 | 0 | 0 | 25.9138 | 23.9426 | 0.16384 | 0
|  | 23 | 0.28914 | 0 | 20.916 | 1.3941 | 0 | 26.6038 | 24.4026 | 0.16384 | 0
|  | 24 | 0.14457 | 0 | 20.9043 | 1.5714 | 0 | 27.4438 | 24.9626 | 0.16384 | 0
| 8 | 1 | 0.14457 | 0 | 20.7044 | 0 | 0 | 29.3788 | 26.2526 | 0.16384 | 0
|  | 2 | 0.14457 | 0 | 20.6158 | 0 | 0 | 31.0888 | 27.3926 | 0.16384 | 0
|  | 3 | 0.14457 | 0 | 20.5139 | 0 | 0 | 31.3438 | 27.5626 | 0.16384 | 0
|  | 4 | 0.14457 | 0 | 20.4111 | 0 | 0 | 31.4788 | 27.6526 | 0.16384 | 0
|  | 5 | 0.14457 | 0 | 20.3084 | 0 | 0 | 31.3588 | 27.5726 | 0.16384 | 0
|  | 6 | 0.28914 | 0 | 20.2081 | 0 | 0 | 31.0604 | 27.3736 | 0.16384 | 0.012339
|  | 7 | 1.1802 | 0.8393 | 20.1116 | 0 | 0 | 28.9793 | 25.9862 | 0.21196 | 0.14705
|  | 8 | 0.38286 | 0 | 20.0339 | 0 | 0 | 22.6383 | 21.7589 | 0.33916 | 0.27548
|  | 9 | 0.16827 | 0 | 20.0111 | 0 | 0 | 21.2928 | 20.8619 | 0.20361 | 0.32776
|  | 10 | 0.16827 | 0 | 20 | 0 | 0 | 20 | 20 | 0.20361 | 0.42161
|  | 11 | 0.16827 | 0 | 20.01 | 0 | 0 | 20 | 20 | 0.20361 | 0.50734
|  | 12 | 0.16827 | 0 | 20.0384 | 0 | 0 | 20 | 20 | 0.20361 | 0.62277
|  | 13 | 1.2503 | 1.1191 | 20.0843 | 0 | 0 | 20 | 20 | 0.4047 | 0.80569
|  | 14 | 0.38286 | 0 | 20.1548 | 0 | 0 | 20 | 20 | 0.33916 | 1.2975
|  | 15 | 0.16827 | 0 | 20.2496 | 1.7088 | 0 | 20 | 20 | 0.20361 | 1.5045
|  | 16 | 0.16827 | 0 | 20.4184 | 2.3749 | 0 | 20 | 20 | 0.20361 | 0.9244
|  | 17 | 0.16827 | 0 | 20.5895 | 2.3749 | 0 | 20 | 20 | 0.20361 | 0.69433
|  | 18 | 0.38286 | 0 | 20.7466 | 0 | 0 | 20 | 20 | 0.33916 | 0.38826
|  | 19 | 1.2503 | 1.1191 | 20.793 | 0 | 0 | 20 | 20 | 0.31475 | 0.14025
|  | 20 | 1.5157 | 1.3988 | 20.816 | 0 | 0 | 20 | 20 | 0.2011 | 0.018298
|  | 21 | 0.35916 | 0 | 20.8063 | 0 | 0 | 21.5674 | 21.0449 | 0.2011 | 0
|  | 22 | 0.28914 | 0 | 20.7827 | 0 | 0 | 21.7288 | 21.1526 | 0.16384 | 0
|  | 23 | 0.28914 | 0 | 20.7581 | 0 | 0 | 21.5788 | 21.0526 | 0.16384 | 0
|  | 24 | 0.14457 | 0 | 20.735 | 0 | 0 | 22.5088 | 21.6726 | 0.16384 | 0
| 9 | 1 | 0.14457 | 0 | 20.6091 | 0 | 0 | 30.0238 | 26.6826 | 0.16384 | 0
|  | 2 | 0.14457 | 0 | 20.5163 | 0 | 0 | 29.7838 | 26.5226 | 0.16384 | 0
|  | 3 | 0.14457 | 0 | 20.4267 | 0 | 0 | 30.0088 | 26.6726 | 0.16384 | 0
|  | 4 | 0.14457 | 0 | 20.3363 | 0 | 0 | 30.2338 | 26.8226 | 0.16384 | 0
|  | 5 | 0.14457 | 0 | 20.2452 | 0 | 0 | 30.4438 | 26.9626 | 0.16384 | 0
|  | 6 | 0.28914 | 0 | 20.1534 | 0 | 0 | 30.402 | 26.9347 | 0.16384 | 0.053156
|  | 7 | 1.1802 | 0.8393 | 20.0632 | 0 | 0 | 27.3535 | 24.9023 | 0.21196 | 0.20211
|  | 8 | 0.38286 | 0 | 20 | 0.7742 | 0 | 23.6675 | 22.445 | 0.33916 | 0.28305
|  | 9 | 0.16827 | 0 | 20 | 0.51685 | 0 | 22.4484 | 21.6323 | 0.20361 | 0.28648
|  | 10 | 0.16827 | 0 | 20 | 0.1803 | 0 | 20.8541 | 20.5694 | 0.20361 | 0.29689
|  | 11 | 0.16827 | 0 | 20 | 0 | 0 | 20 | 20 | 0.20361 | 0.29049
|  | 12 | 0.16827 | 0 | 20.0045 | 0 | 0 | 20 | 20 | 0.20361 | 0.31142
|  | 13 | 1.2503 | 1.1191 | 20.0243 | 0 | 0 | 20 | 20 | 0.4047 | 0.36227
|  | 14 | 0.38286 | 0 | 20.0662 | 0 | 0 | 20 | 20 | 0.33916 | 1.4339
|  | 15 | 0.16827 | 0 | 20.1557 | 0 | 0 | 20 | 20 | 0.20361 | 2.5426
|  | 16 | 0.16827 | 0 | 20.2847 | 1.6712 | 0 | 20 | 20 | 0.20361 | 3.4772
|  | 17 | 0.16827 | 0 | 20.5147 | 0 | 0 | 20 | 20 | 0.20361 | 3.8606
|  | 18 | 0.38286 | 0 | 20.6856 | 0 | 0 | 20 | 20 | 0.33916 | 3.5306
|  | 19 | 1.2503 | 1.1191 | 20.8381 | 0 | 0 | 20 | 20 | 0.31475 | 2.1771
|  | 20 | 1.5157 | 1.3988 | 20.9209 | 0 | 0 | 20.0345 | 20.023 | 0.2011 | 0.49774
|  | 21 | 0.35916 | 0 | 20.9088 | 0 | 0 | 25.2346 | 23.4897 | 0.2011 | 0.0079756
|  | 22 | 0.28914 | 0 | 20.8528 | 0 | 0 | 27.6388 | 25.0926 | 0.16384 | 0
|  | 23 | 0.28914 | 0 | 20.7772 | 0 | 0 | 28.5238 | 25.6826 | 0.16384 | 0
|  | 24 | 0.14457 | 0 | 20.6949 | 0 | 0 | 29.0638 | 26.0426 | 0.16384 | 0
| 10 | 1 | 0.14457 | 0 | 20.7686 | 0 | 0 | 35.9338 | 30.6226 | 0.16384 | 0
|  | 2 | 0.14457 | 0 | 20.6236 | 0 | 0 | 37.0288 | 31.3526 | 0.16384 | 0
|  | 3 | 0.14457 | 0 | 20.4711 | 0 | 0 | 37.3888 | 31.5926 | 0.16384 | 0
|  | 4 | 0.14457 | 0 | 20.3175 | 0 | 0 | 38.0188 | 32.0126 | 0.16384 | 0
|  | 5 | 0.14457 | 0 | 20.1606 | 0 | 0 | 38.6788 | 32.4526 | 0.16384 | 0
|  | 6 | 0.28914 | 0 | 20 | 3.9077 | 0 | 38.5116 | 32.3411 | 0.16384 | 0.038475
|  | 7 | 1.1802 | 0.8393 | 20 | 5.6306 | 0 | 35.4231 | 30.2821 | 0.21196 | 0.20536
|  | 8 | 0.38286 | 0 | 20.0955 | 4.6973 | 0 | 31.0018 | 27.3346 | 0.33916 | 0.25469
|  | 9 | 0.16827 | 0 | 20.1897 | 4.4043 | 0 | 29.6136 | 26.4091 | 0.20361 | 0.27482
|  | 10 | 0.16827 | 0 | 20.2828 | 4.1547 | 0 | 28.4311 | 25.6208 | 0.20361 | 0.27429
|  | 11 | 0.16827 | 0 | 20.3747 | 3.8843 | 0 | 27.1504 | 24.7669 | 0.20361 | 0.266
|  | 12 | 0.16827 | 0 | 20.4654 | 3.5915 | 0 | 25.7635 | 23.8423 | 0.20361 | 0.29912
|  | 13 | 1.2503 | 1.1191 | 20.5549 | 3.5039 | 0 | 25.3483 | 23.5656 | 0.4047 | 0.35982
|  | 14 | 0.38286 | 0 | 20.6434 | 2.3749 | 0 | 20 | 20 | 0.33916 | 1.5915
|  | 15 | 0.16827 | 0 | 20.7311 | 2.3749 | 0 | 20 | 20 | 0.20361 | 2.95
|  | 16 | 0.16827 | 0 | 20.8632 | 2.3749 | 0 | 20 | 20 | 0.20361 | 3.7056
|  | 17 | 0.16827 | 0 | 21.014 | 2.3749 | 0 | 20 | 20 | 0.20361 | 4.075
|  | 18 | 0.38286 | 0 | 21.1686 | 1.8788 | 0 | 20 | 20 | 0.33916 | 3.2488
|  | 19 | 1.2503 | 1.1191 | 21.2634 | 2.9559 | 0 | 22.7523 | 21.8349 | 0.31475 | 1.9319
|  | 20 | 1.5157 | 1.3988 | 21.3428 | 0.18643 | 0 | 33.5932 | 29.0622 | 0.2011 | 0.054704
|  | 21 | 0.35916 | 0 | 21.2179 | 3.035 | 0 | 34.3774 | 29.5849 | 0.2011 | 0
|  | 22 | 0.28914 | 0 | 21.2024 | 0 | 0 | 35.0488 | 30.0326 | 0.16384 | 0
|  | 23 | 0.28914 | 0 | 21.0593 | 0 | 0 | 35.4388 | 30.2926 | 0.16384 | 0
|  | 24 | 0.14457 | 0 | 20.9148 | 0 | 0 | 35.8588 | 30.5726 | 0.16384 | 0
| 11 | 1 | 1.5157 | 1.3988 | 0 | 3.0026 | 0 | 64.2238 | 49.4826 | 0.16384 | 0
| 12 | 1 | 1.5157 | 1.3988 | 44.9472 | 0 | 0 | 20 | 20 | 0.4047 | 4.075

## df_Unit_t
Layer | Unit | Period | Time | Units_demand | Units_supply | Units_curtailment | BAT_E_stored
Electricity | ElectricalHeater_DHW_Building1 | 1 | 7 | 0.091112 | 0 | 0 | 0
|  |  | 8 | 0.00096128 | 0 | 0 | 0
|  |  | 9 | 0.00096128 | 0 | 0 | 0
|  |  | 10 | 0.00096128 | 0 | 0 | 0
|  |  | 11 | 0.00096128 | 0 | 0 | 0
|  |  | 12 | 0.00096128 | 0 | 0 | 0
|  |  | 13 | 0.12116 | 0 | 0 | 0
|  |  | 14 | 0.00096128 | 0 | 0 | 0
|  |  | 15 | 0.085644 | 0 | 0 | 0
|  |  | 16 | 0.15121 | 0 | 0 | 0
|  |  | 17 | 0.0024609 | 0 | 0 | 0
|  |  | 18 | 0.0024609 | 0 | 0 | 0
|  |  | 20 | 0.040197 | 0 | 0 | 0
|  |  | 21 | 0.00096128 | 0 | 0 | 0
|  |  | 22 | 0.00096128 | 0 | 0 | 0
|  |  | 23 | 0.00096128 | 0 | 0 | 0
|  |  | 24 | 0.0068603 | 0 | 0 | 0
|  | 2 | 1 | 0.00096128 | 0 | 0 | 0
|  |  | 2 | 0.00096128 | 0 | 0 | 0
|  |  | 3 | 0.00096128 | 0 | 0 | 0
|  |  | 4 | 0.00096128 | 0 | 0 | 0
|  |  | 5 | 0.00096128 | 0 | 0 | 0
|  |  | 6 | 0.00096128 | 0 | 0 | 0
|  |  | 7 | 0.091112 | 0 | 0 | 0
|  |  | 8 | 0.00096128 | 0 | 0 | 0
|  |  | 9 | 0.00096128 | 0 | 0 | 0
|  |  | 10 | 0.00096128 | 0 | 0 | 0
|  |  | 11 | 0.00096128 | 0 | 0 | 0
|  |  | 12 | 0.00096128 | 0 | 0 | 0
|  |  | 13 | 0.12116 | 0 | 0 | 0
|  |  | 14 | 0.00096128 | 0 | 0 | 0
|  |  | 15 | 0.085644 | 0 | 0 | 0
|  |  | 16 | 0.15121 | 0 | 0 | 0
|  |  | 17 | 0.0024609 | 0 | 0 | 0
|  |  | 18 | 0.0024609 | 0 | 0 | 0
|  |  | 20 | 0.040197 | 0 | 0 | 0
|  |  | 21 | 0.00096128 | 0 | 0 | 0
|  |  | 22 | 0.00096128 | 0 | 0 | 0
|  |  | 23 | 0.0019287 | 0 | 0 | 0
|  | 3 | 1 | 0.00096128 | 0 | 0 | 0
|  |  | 2 | 0.0019287 | 0 | 0 | 0
|  |  | 4 | 0.00096128 | 0 | 0 | 0
|  |  | 5 | 0.0019804 | 0 | 0 | 0
|  |  | 6 | 0.042146 | 0 | 0 | 0
|  |  | 7 | 0.049185 | 0 | 0 | 0
|  |  | 8 | 0.00096128 | 0 | 0 | 0
|  |  | 9 | 0.00096128 | 0 | 0 | 0
|  |  | 10 | 0.00096128 | 0 | 0 | 0
|  |  | 11 | 0.075342 | 0 | 0 | 0
|  |  | 12 | 0.03812 | 0 | 0 | 0
|  |  | 13 | 0.046795 | 0 | 0 | 0
|  |  | 14 | 0.019598 | 0 | 0 | 0
|  |  | 15 | 0.15121 | 0 | 0 | 0
|  |  | 16 | 0.032365 | 0 | 0 | 0
|  |  | 17 | 0.0024609 | 0 | 0 | 0
|  |  | 18 | 0.0024609 | 0 | 0 | 0
|  |  | 20 | 0.040197 | 0 | 0 | 0
|  |  | 21 | 0.00096128 | 0 | 0 | 0
|  |  | 22 | 0.00096128 | 0 | 0 | 0
|  |  | 23 | 0.0019287 | 0 | 0 | 0
|  | 4 | 10 | 0.00096128 | 0 | 0 | 0
|  |  | 11 | 0.085644 | 0 | 0 | 0
|  |  | 12 | 0.15121 | 0 | 0 | 0
|  |  | 13 | 0.067314 | 0 | 0 | 0
|  |  | 14 | 0.020294 | 0 | 0 | 0
|  |  | 15 | 0.037917 | 0 | 0 | 0
|  |  | 16 | 0.0039182 | 0 | 0 | 0
|  |  | 17 | 0.0024609 | 0 | 0 | 0
|  |  | 18 | 0.0024609 | 0 | 0 | 0
|  |  | 19 | 0.12266 | 0 | 0 | 0
|  |  | 20 | 0.02814 | 0 | 0 | 0
|  | 5 | 1 | 0.0019287 | 0 | 0 | 0
|  |  | 3 | 0.00096128 | 0 | 0 | 0
|  |  | 4 | 0.00096128 | 0 | 0 | 0
|  |  | 5 | 0.00096128 | 0 | 0 | 0
|  |  | 6 | 0.00096128 | 0 | 0 | 0
|  |  | 7 | 0.091112 | 0 | 0 | 0
|  |  | 8 | 0.0019287 | 0 | 0 | 0
|  |  | 10 | 0.00096128 | 0 | 0 | 0
|  |  | 11 | 0.00096128 | 0 | 0 | 0
|  |  | 12 | 0.00096128 | 0 | 0 | 0
|  |  | 13 | 0.12116 | 0 | 0 | 0
|  |  | 14 | 0.00096128 | 0 | 0 | 0
|  |  | 15 | 0.043769 | 0 | 0 | 0
|  |  | 16 | 0.15121 | 0 | 0 | 0
|  |  | 17 | 0.043801 | 0 | 0 | 0
|  |  | 20 | 0.042627 | 0 | 0 | 0
|  |  | 21 | 0.00096128 | 0 | 0 | 0
|  |  | 22 | 0.00096128 | 0 | 0 | 0
|  |  | 23 | 0.00096128 | 0 | 0 | 0
|  |  | 24 | 0.00096128 | 0 | 0 | 0
|  | 6 | 8 | 0.00096128 | 0 | 0 | 0
|  |  | 9 | 0.00096128 | 0 | 0 | 0
|  |  | 10 | 0.00096128 | 0 | 0 | 0
|  |  | 11 | 0.00096128 | 0 | 0 | 0
|  |  | 12 | 0.00096128 | 0 | 0 | 0
|  |  | 13 | 0.12116 | 0 | 0 | 0
|  |  | 14 | 0.00096128 | 0 | 0 | 0
|  |  | 15 | 0.00096128 | 0 | 0 | 0
|  |  | 16 | 0.085644 | 0 | 0 | 0
|  |  | 17 | 0.15121 | 0 | 0 | 0
|  |  | 18 | 0.0024609 | 0 | 0 | 0
|  |  | 20 | 0.14793 | 0 | 0 | 0
|  | 7 | 7 | 0.09208 | 0 | 0 | 0
|  |  | 9 | 0.00096128 | 0 | 0 | 0
|  |  | 10 | 0.00096128 | 0 | 0 | 0
|  |  | 11 | 0.00096128 | 0 | 0 | 0
|  |  | 12 | 0.00096128 | 0 | 0 | 0
|  |  | 13 | 0.12116 | 0 | 0 | 0
|  |  | 14 | 0.00096128 | 0 | 0 | 0
|  |  | 15 | 0.00096128 | 0 | 0 | 0
|  |  | 16 | 0.15121 | 0 | 0 | 0
|  |  | 17 | 0.086063 | 0 | 0 | 0
|  |  | 19 | 0.052925 | 0 | 0 | 0
|  | 8 | 7 | 0.024281 | 0 | 0 | 0
|  |  | 8 | 0.00096128 | 0 | 0 | 0
|  |  | 9 | 0.00096128 | 0 | 0 | 0
|  |  | 10 | 0.00096128 | 0 | 0 | 0
|  |  | 11 | 0.00096128 | 0 | 0 | 0
|  |  | 12 | 0.00096128 | 0 | 0 | 0
|  |  | 13 | 0.12116 | 0 | 0 | 0
|  |  | 14 | 0.00096128 | 0 | 0 | 0
|  |  | 15 | 0.00096128 | 0 | 0 | 0
|  |  | 16 | 0.085644 | 0 | 0 | 0
|  |  | 17 | 0.15121 | 0 | 0 | 0
|  |  | 18 | 0.0024609 | 0 | 0 | 0
|  |  | 19 | 0.12266 | 0 | 0 | 0
|  | 9 | 7 | 0.091112 | 0 | 0 | 0
|  |  | 8 | 0.00096128 | 0 | 0 | 0
|  |  | 9 | 0.00096128 | 0 | 0 | 0
|  |  | 10 | 0.00096128 | 0 | 0 | 0
|  |  | 11 | 0.00096128 | 0 | 0 | 0
|  |  | 12 | 0.00096128 | 0 | 0 | 0
|  |  | 13 | 0.12116 | 0 | 0 | 0
|  |  | 14 | 0.00096128 | 0 | 0 | 0
|  |  | 15 | 0.00096128 | 0 | 0 | 0
|  |  | 16 | 0.15121 | 0 | 0 | 0
|  |  | 17 | 0.086063 | 0 | 0 | 0
|  |  | 18 | 0.0024609 | 0 | 0 | 0
|  |  | 19 | 0.05048 | 0 | 0 | 0
|  | 10 | 1 | 0.0048687 | 0 | 0 | 0
|  |  | 6 | 0.00096128 | 0 | 0 | 0
|  |  | 7 | 0.091112 | 0 | 0 | 0
|  |  | 8 | 0.00096128 | 0 | 0 | 0
|  |  | 9 | 0.00096128 | 0 | 0 | 0
|  |  | 10 | 0.00096128 | 0 | 0 | 0
|  |  | 11 | 0.00096128 | 0 | 0 | 0
|  |  | 12 | 0.00096128 | 0 | 0 | 0
|  |  | 13 | 0.12116 | 0 | 0 | 0
|  |  | 14 | 0.00096128 | 0 | 0 | 0
|  |  | 15 | 0.15121 | 0 | 0 | 0
|  |  | 17 | 0.087974 | 0 | 0 | 0
|  |  | 19 | 0.042901 | 0 | 0 | 0
|  |  | 21 | 0.00096128 | 0 | 0 | 0
|  |  | 22 | 0.00096128 | 0 | 0 | 0
|  |  | 23 | 0.00096128 | 0 | 0 | 0
|  |  | 24 | 0.00096128 | 0 | 0 | 0
|  | 11 | 1 | 0.15121 | 0 | 0 | 0
|  | 12 | 1 | 0.15121 | 0 | 0 | 0
| ElectricalHeater_SH_Building1 | 3 | 15 | 0.28785 | 0 | 0 | 0
|  | 4 | 9 | 0.1047 | 0 | 0 | 0
|  |  | 10 | 0.33623 | 0 | 0 | 0
|  |  | 13 | 0.50722 | 0 | 0 | 0
|  |  | 14 | 0.29383 | 0 | 0 | 0
|  |  | 15 | 0.50917 | 0 | 0 | 0
|  | 11 | 1 | 1.9171 | 0 | 0 | 0
| HeatPump_Air_Building1 | 1 | 1 | 1.5987 | 0 | 0 | 0
|  |  | 2 | 1.8501 | 0 | 0 | 0
|  |  | 3 | 1.9286 | 0 | 0 | 0
|  |  | 4 | 0.45652 | 0 | 0 | 0
|  |  | 7 | 2.4099 | 0 | 0 | 0
|  |  | 8 | 1.5146 | 0 | 0 | 0
|  |  | 9 | 2.1978 | 0 | 0 | 0
|  |  | 10 | 2.0206 | 0 | 0 | 0
|  |  | 11 | 1.8001 | 0 | 0 | 0
|  |  | 12 | 1.5753 | 0 | 0 | 0
|  |  | 13 | 1.6963 | 0 | 0 | 0
|  |  | 14 | 1.3411 | 0 | 0 | 0
|  |  | 15 | 1.6712 | 0 | 0 | 0
|  |  | 16 | 1.9995 | 0 | 0 | 0
|  |  | 17 | 2.0613 | 0 | 0 | 0
|  |  | 18 | 1.4047 | 0 | 0 | 0
|  |  | 19 | 1.191 | 0 | 0 | 0
|  |  | 20 | 1.3319 | 0 | 0 | 0
|  |  | 21 | 1.1981 | 0 | 0 | 0
|  |  | 22 | 1.1947 | 0 | 0 | 0
|  |  | 23 | 1.1809 | 0 | 0 | 0
|  |  | 24 | 1.185 | 0 | 0 | 0
|  | 2 | 1 | 1.6019 | 0 | 0 | 0
|  |  | 2 | 1.5794 | 0 | 0 | 0
|  |  | 3 | 1.6349 | 0 | 0 | 0
|  |  | 4 | 1.6599 | 0 | 0 | 0
|  |  | 5 | 1.7084 | 0 | 0 | 0
|  |  | 6 | 1.7383 | 0 | 0 | 0
|  |  | 7 | 2.0198 | 0 | 0 | 0
|  |  | 8 | 1.5486 | 0 | 0 | 0
|  |  | 9 | 1.5827 | 0 | 0 | 0
|  |  | 10 | 1.5737 | 0 | 0 | 0
|  |  | 11 | 1.5747 | 0 | 0 | 0
|  |  | 12 | 2.3325 | 0 | 0 | 0
|  |  | 13 | 2.6014 | 0 | 0 | 0
|  |  | 14 | 2.0516 | 0 | 0 | 0
|  |  | 15 | 1.9211 | 0 | 0 | 0
|  |  | 16 | 2.026 | 0 | 0 | 0
|  |  | 17 | 0.0079021 | 0 | 0 | 0
|  |  | 18 | 0.0080207 | 0 | 0 | 0
|  |  | 19 | 1.4812 | 0 | 0 | 0
|  |  | 20 | 1.68 | 0 | 0 | 0
|  |  | 21 | 1.5722 | 0 | 0 | 0
|  |  | 22 | 1.6246 | 0 | 0 | 0
|  |  | 23 | 1.6842 | 0 | 0 | 0
|  |  | 24 | 1.2807 | 0 | 0 | 0
|  | 3 | 1 | 2.2121 | 0 | 0 | 0
|  |  | 2 | 2.5656 | 0 | 0 | 0
|  |  | 3 | 2.6703 | 0 | 0 | 0
|  |  | 4 | 2.6985 | 0 | 0 | 0
|  |  | 5 | 2.7088 | 0 | 0 | 0
|  |  | 6 | 2.8231 | 0 | 0 | 0
|  |  | 7 | 2.8237 | 0 | 0 | 0
|  |  | 8 | 2.2652 | 0 | 0 | 0
|  |  | 9 | 2.2319 | 0 | 0 | 0
|  |  | 10 | 1.9591 | 0 | 0 | 0
|  |  | 11 | 1.8136 | 0 | 0 | 0
|  |  | 12 | 2.8955 | 0 | 0 | 0
|  |  | 13 | 2.8955 | 0 | 0 | 0
|  |  | 14 | 2.8955 | 0 | 0 | 0
|  |  | 15 | 2.6938 | 0 | 0 | 0
|  |  | 16 | 1.7372 | 0 | 0 | 0
|  |  | 17 | 1.8606 | 0 | 0 | 0
|  |  | 18 | 2.0382 | 0 | 0 | 0
|  |  | 19 | 2.2243 | 0 | 0 | 0
|  |  | 20 | 0.14375 | 0 | 0 | 0
|  |  | 21 | 2.1886 | 0 | 0 | 0
|  |  | 22 | 2.7085 | 0 | 0 | 0
|  |  | 23 | 2.7719 | 0 | 0 | 0
|  |  | 24 | 2.8048 | 0 | 0 | 0
|  | 4 | 1 | 2.7927 | 0 | 0 | 0
|  |  | 2 | 2.7876 | 0 | 0 | 0
|  |  | 3 | 2.7837 | 0 | 0 | 0
|  |  | 4 | 2.7805 | 0 | 0 | 0
|  |  | 5 | 2.7778 | 0 | 0 | 0
|  |  | 6 | 2.7752 | 0 | 0 | 0
|  |  | 7 | 2.7723 | 0 | 0 | 0
|  |  | 8 | 2.7672 | 0 | 0 | 0
|  |  | 9 | 2.7691 | 0 | 0 | 0
|  |  | 10 | 2.7901 | 0 | 0 | 0
|  |  | 11 | 2.587 | 0 | 0 | 0
|  |  | 12 | 2.4762 | 0 | 0 | 0
|  |  | 13 | 2.8138 | 0 | 0 | 0
|  |  | 14 | 2.8845 | 0 | 0 | 0
|  |  | 15 | 2.8864 | 0 | 0 | 0
|  |  | 16 | 2.8867 | 0 | 0 | 0
|  |  | 17 | 1.8265 | 0 | 0 | 0
|  |  | 18 | 1.9397 | 0 | 0 | 0
|  |  | 19 | 2.5184 | 0 | 0 | 0
|  |  | 20 | 2.8138 | 0 | 0 | 0
|  |  | 21 | 2.8025 | 0 | 0 | 0
|  |  | 22 | 2.7955 | 0 | 0 | 0
|  |  | 23 | 2.7893 | 0 | 0 | 0
|  |  | 24 | 2.7844 | 0 | 0 | 0
|  | 5 | 1 | 1.0665 | 0 | 0 | 0
|  |  | 2 | 1.1089 | 0 | 0 | 0
|  |  | 3 | 1.1286 | 0 | 0 | 0
|  |  | 4 | 1.1331 | 0 | 0 | 0
|  |  | 5 | 1.1388 | 0 | 0 | 0
|  |  | 6 | 1.1422 | 0 | 0 | 0
|  |  | 7 | 1.3925 | 0 | 0 | 0
|  |  | 8 | 1.912 | 0 | 0 | 0
|  |  | 9 | 1.9621 | 0 | 0 | 0
|  |  | 10 | 1.7052 | 0 | 0 | 0
|  |  | 11 | 1.5017 | 0 | 0 | 0
|  |  | 12 | 1.3319 | 0 | 0 | 0
|  |  | 13 | 1.4778 | 0 | 0 | 0
|  |  | 14 | 0.95094 | 0 | 0 | 0
|  |  | 15 | 0.72272 | 0 | 0 | 0
|  |  | 16 | 1.0082 | 0 | 0 | 0
|  |  | 17 | 1.1716 | 0 | 0 | 0
|  |  | 20 | 0.12476 | 0 | 0 | 0
|  |  | 21 | 0.0028067 | 0 | 0 | 0
|  |  | 22 | 0.0028046 | 0 | 0 | 0
|  |  | 23 | 0.31692 | 0 | 0 | 0
|  |  | 24 | 1.076 | 0 | 0 | 0
|  | 6 | 1 | 1.5636 | 0 | 0 | 0
|  |  | 2 | 1.7456 | 0 | 0 | 0
|  |  | 6 | 1.9118 | 0 | 0 | 0
|  |  | 7 | 1.8993 | 0 | 0 | 0
|  |  | 8 | 1.7412 | 0 | 0 | 0
|  |  | 9 | 1.5292 | 0 | 0 | 0
|  |  | 10 | 1.9959 | 0 | 0 | 0
|  |  | 11 | 1.907 | 0 | 0 | 0
|  |  | 12 | 1.6321 | 0 | 0 | 0
|  |  | 13 | 1.7377 | 0 | 0 | 0
|  |  | 14 | 1.3448 | 0 | 0 | 0
|  |  | 15 | 1.3659 | 0 | 0 | 0
|  |  | 16 | 1.6515 | 0 | 0 | 0
|  |  | 17 | 1.9621 | 0 | 0 | 0
|  |  | 18 | 1.3298 | 0 | 0 | 0
|  |  | 19 | 0.86928 | 0 | 0 | 0
|  |  | 20 | 1.3672 | 0 | 0 | 0
|  |  | 21 | 1.0474 | 0 | 0 | 0
|  |  | 22 | 1.1529 | 0 | 0 | 0
|  |  | 23 | 1.2415 | 0 | 0 | 0
|  |  | 24 | 1.3588 | 0 | 0 | 0
|  | 7 | 7 | 0.907 | 0 | 0 | 0
|  |  | 8 | 0.40743 | 0 | 0 | 0
|  |  | 9 | 0.52913 | 0 | 0 | 0
|  |  | 10 | 0.5005 | 0 | 0 | 0
|  |  | 11 | 0.47052 | 0 | 0 | 0
|  |  | 12 | 0.39635 | 0 | 0 | 0
|  |  | 13 | 0.67893 | 0 | 0 | 0
|  |  | 14 | 0.38096 | 0 | 0 | 0
|  |  | 15 | 0.37952 | 0 | 0 | 0
|  |  | 16 | 0.74119 | 0 | 0 | 0
|  |  | 17 | 0.59212 | 0 | 0 | 0
|  |  | 18 | 0.18656 | 0 | 0 | 0
|  |  | 19 | 0.57567 | 0 | 0 | 0
|  |  | 20 | 0.21468 | 0 | 0 | 0
|  |  | 23 | 0.24423 | 0 | 0 | 0
|  |  | 24 | 0.27893 | 0 | 0 | 0
|  | 8 | 7 | 0.065112 | 0 | 0 | 0
|  |  | 8 | 0.0024533 | 0 | 0 | 0
|  |  | 9 | 0.002403 | 0 | 0 | 0
|  |  | 10 | 0.0023432 | 0 | 0 | 0
|  |  | 11 | 0.0022894 | 0 | 0 | 0
|  |  | 12 | 0.002222 | 0 | 0 | 0
|  |  | 13 | 0.27372 | 0 | 0 | 0
|  |  | 14 | 0.0021304 | 0 | 0 | 0
|  |  | 15 | 0.22392 | 0 | 0 | 0
|  |  | 16 | 0.49392 | 0 | 0 | 0
|  |  | 17 | 0.64501 | 0 | 0 | 0
|  |  | 18 | 0.0055092 | 0 | 0 | 0
|  |  | 19 | 0.28245 | 0 | 0 | 0
|  | 9 | 7 | 0.24154 | 0 | 0 | 0
|  |  | 8 | 0.13699 | 0 | 0 | 0
|  |  | 9 | 0.090289 | 0 | 0 | 0
|  |  | 10 | 0.032421 | 0 | 0 | 0
|  |  | 11 | 0.0023441 | 0 | 0 | 0
|  |  | 12 | 0.0022921 | 0 | 0 | 0
|  |  | 13 | 0.28122 | 0 | 0 | 0
|  |  | 14 | 0.0021913 | 0 | 0 | 0
|  |  | 15 | 0.0021841 | 0 | 0 | 0
|  |  | 16 | 0.58458 | 0 | 0 | 0
|  |  | 17 | 0.19847 | 0 | 0 | 0
|  |  | 18 | 0.0057871 | 0 | 0 | 0
|  |  | 19 | 0.12149 | 0 | 0 | 0
|  | 10 | 1 | 0.013812 | 0 | 0 | 0
|  |  | 6 | 1.0655 | 0 | 0 | 0
|  |  | 7 | 1.8063 | 0 | 0 | 0
|  |  | 8 | 1.1636 | 0 | 0 | 0
|  |  | 9 | 1.0539 | 0 | 0 | 0
|  |  | 10 | 0.97258 | 0 | 0 | 0
|  |  | 11 | 0.88675 | 0 | 0 | 0
|  |  | 12 | 0.80044 | 0 | 0 | 0
|  |  | 13 | 1.1116 | 0 | 0 | 0
|  |  | 14 | 0.42994 | 0 | 0 | 0
|  |  | 15 | 0.83185 | 0 | 0 | 0
|  |  | 16 | 0.43786 | 0 | 0 | 0
|  |  | 17 | 0.68247 | 0 | 0 | 0
|  |  | 18 | 0.3573 | 0 | 0 | 0
|  |  | 19 | 0.68273 | 0 | 0 | 0
|  |  | 20 | 0.036273 | 0 | 0 | 0
|  |  | 21 | 0.59779 | 0 | 0 | 0
|  |  | 22 | 0.0026959 | 0 | 0 | 0
|  |  | 23 | 0.0027097 | 0 | 0 | 0
|  |  | 24 | 0.0027245 | 0 | 0 | 0
|  | 11 | 1 | 1.1646 | 0 | 0 | 0
|  | 12 | 1 | 0.249 | 0 | 0 | 0
| PV_Building1 | 1 | 7 | 0 | 3.8924 | 0 | 0
|  |  | 8 | 0 | 9.5562 | 0 | 0
|  |  | 9 | 0 | 15.9215 | 0 | 0
|  |  | 10 | 0 | 15.9685 | 0 | 0
|  |  | 11 | 0 | 23.9911 | 0 | 0
|  |  | 12 | 0 | 24.9115 | 0 | 0
|  |  | 13 | 0 | 26.3657 | 0 | 0
|  |  | 14 | 0 | 24.252 | 0 | 0
|  |  | 15 | 0 | 16.9596 | 0 | 0
|  |  | 16 | 0 | 9.441 | 0 | 0
|  |  | 17 | 0 | 5.3463 | 0 | 0
|  |  | 18 | 0 | 1.79 | 0 | 0
|  | 2 | 9 | 0 | 2.7769 | 0 | 0
|  |  | 10 | 0 | 4.227 | 0 | 0
|  |  | 11 | 0 | 4.0051 | 0 | 0
|  |  | 12 | 0 | 8.2967 | 0 | 0
|  |  | 13 | 0 | 6.236 | 0 | 0
|  |  | 14 | 0 | 6.3591 | 0 | 0
|  |  | 15 | 0 | 3.2416 | 0 | 0
|  |  | 16 | 0 | 3.5433 | 0 | 0
|  |  | 17 | 0 | 0.038587 | 0 | 0
|  | 3 | 9 | 0 | 1.8867 | 0 | 0
|  |  | 10 | 0 | 3.383 | 0 | 0
|  |  | 11 | 0 | 4.9793 | 0 | 0
|  |  | 12 | 0 | 5.2655 | 0 | 0
|  |  | 13 | 0 | 5.0105 | 0 | 0
|  |  | 14 | 0 | 4.6416 | 0 | 0
|  |  | 15 | 0 | 3.4655 | 0 | 0
|  |  | 16 | 0 | 1.9378 | 0 | 0
|  | 4 | 9 | 0 | 3.035 | 0 | 0
|  |  | 10 | 0 | 7.0166 | 0 | 0
|  |  | 11 | 0 | 11.1771 | 0 | 0
|  |  | 12 | 0 | 14.2826 | 0 | 0
|  |  | 13 | 0 | 14.316 | 0 | 0
|  |  | 14 | 0 | 12.7835 | 0 | 0
|  |  | 15 | 0 | 9.1843 | 0 | 0
|  |  | 16 | 0 | 4.2446 | 0 | 0
|  | 5 | 8 | 0 | 2.8668 | 0 | 0
|  |  | 9 | 0 | 5.1013 | 0 | 0
|  |  | 10 | 0 | 9.8898 | 0 | 0
|  |  | 11 | 0 | 15.3678 | 0 | 0
|  |  | 12 | 0 | 14.3539 | 0 | 0
|  |  | 13 | 0 | 18.2234 | 0 | 0
|  |  | 14 | 0 | 14.6056 | 0 | 0
|  |  | 15 | 0 | 11.7124 | 0 | 0
|  |  | 16 | 0 | 6.3732 | 0 | 0
|  |  | 17 | 0 | 1.3836 | 0 | 0
|  | 6 | 7 | 0 | 1.0942 | 0 | 0
|  |  | 8 | 0 | 7.4871 | 0 | 0
|  |  | 9 | 0 | 14.139 | 0 | 0
|  |  | 10 | 0 | 18.8367 | 0 | 0
|  |  | 11 | 0 | 22.3405 | 0 | 0
|  |  | 12 | 0 | 24.0999 | 0 | 0
|  |  | 13 | 0 | 24.1113 | 0 | 0
|  |  | 14 | 0 | 22.4582 | 0 | 0
|  |  | 15 | 0 | 18.7615 | 0 | 0
|  |  | 16 | 0 | 14.0543 | 0 | 0
|  |  | 17 | 0 | 7.9489 | 0 | 0
|  |  | 18 | 0 | 1.7152 | 0 | 0
|  | 7 | 7 | 0 | 2.1793 | 0 | 0
|  |  | 9 | 0 | 14.2309 | 0 | 0
|  |  | 10 | 0 | 17.3935 | 0 | 0
|  |  | 11 | 0 | 20.8404 | 0 | 0
|  |  | 12 | 0 | 21.9058 | 0 | 0
|  |  | 13 | 0 | 20.8092 | 0 | 0
|  |  | 14 | 0 | 17.6343 | 0 | 0
|  |  | 15 | 0 | 14.8267 | 0 | 0
|  |  | 16 | 0 | 10.3602 | 0 | 0
|  |  | 17 | 0 | 5.3477 | 0 | 0
|  |  | 18 | 0 | 0.56942 | 0 | 0
|  | 8 | 6 | 0 | 2.5631 | 0 | 0
|  |  | 7 | 0 | 8.3404 | 0 | 0
|  |  | 8 | 0 | 13.8642 | 0 | 0
|  |  | 9 | 0 | 18.7748 | 0 | 0
|  |  | 10 | 0 | 22.7639 | 0 | 0
|  |  | 11 | 0 | 25.3578 | 0 | 0
|  |  | 12 | 0 | 26.4478 | 0 | 0
|  |  | 13 | 0 | 26.436 | 0 | 0
|  |  | 14 | 0 | 24.7254 | 0 | 0
|  |  | 15 | 0 | 22.1458 | 0 | 0
|  |  | 16 | 0 | 18.3362 | 0 | 0
|  |  | 17 | 0 | 13.573 | 0 | 0
|  |  | 18 | 0 | 8.0219 | 0 | 0
|  |  | 19 | 0 | 2.4661 | 0 | 0
|  | 9 | 6 | 0 | 2.7757 | 0 | 0
|  |  | 7 | 0 | 8.399 | 0 | 0
|  |  | 8 | 0 | 14.0212 | 0 | 0
|  |  | 9 | 0 | 19.0629 | 0 | 0
|  |  | 10 | 0 | 22.9943 | 0 | 0
|  |  | 11 | 0 | 25.8928 | 0 | 0
|  |  | 12 | 0 | 27.5916 | 0 | 0
|  |  | 13 | 0 | 26.5782 | 0 | 0
|  |  | 14 | 0 | 25.2307 | 0 | 0
|  |  | 15 | 0 | 22.837 | 0 | 0
|  |  | 16 | 0 | 18.7912 | 0 | 0
|  |  | 17 | 0 | 12.9882 | 0 | 0
|  |  | 18 | 0 | 8.301 | 0 | 0
|  |  | 19 | 0 | 2.6297 | 0 | 0
|  | 10 | 6 | 0 | 3.9364 | 0 | 0
|  |  | 7 | 0 | 10.3872 | 0 | 0
|  |  | 8 | 0 | 12.1895 | 0 | 0
|  |  | 9 | 0 | 16.8881 | 0 | 0
|  |  | 10 | 0 | 18.7647 | 0 | 0
|  |  | 11 | 0 | 7.5065 | 0 | 0
|  |  | 12 | 0 | 16.3795 | 0 | 0
|  |  | 13 | 0 | 10.7917 | 0 | 0
|  |  | 14 | 0 | 3.109 | 0 | 0
|  |  | 15 | 0 | 2.3604 | 0 | 0
|  |  | 16 | 0 | 3.3079 | 0 | 0
|  |  | 17 | 0 | 2.4169 | 0 | 0
|  |  | 18 | 0 | 0.74015 | 0 | 0
|  |  | 19 | 0 | 0.2599 | 0 | 0
|  | 11 | 1 | 0 | 1.6937 | 0 | 0
|  | 12 | 1 | 0 | 1.9159 | 24.0854 | 0

## df_KPIs
Hub | opex_m2 | capex_m2 | cost_rep_m2 | cost_ft_m2 | AR | LCoE1 | LCoE2 | SC | SS | PVP | PVC | GMd | GMs | GUs | GUd | gwp_op_m2 | gwp_constr_m2 | gwp_tot_m2 | gwp_elec_av_m2 | gwp_elec_dy_m2 | RES_dy | RES_av | COP
Building1 | -25.6344 | 20.3465 | 0 | 0 | 46.2903 | -0.14029 | 2.2883 | 0.12511 | 0.48204 | 3.8529 | 0 | 8.09 | 10.96 | 2.87 | 18.09 | -22.8955 | 6.9966 | -15.8989 | -22.8955 | -22.8955 | 0.71803 | 0.71409 | 3.2099
Network | -25.6344 | 20.3465 | 0 | 0 | 46.2903 | -0.14029 | 2.2883 | 0.12511 | 0.48193 | 3.852 | 0 | 8.09 | 10.96 | 2.87 | 18.09 | -22.8955 | 6.9966 | -15.8989 | -22.8955 | -22.8955 | 0.71786 | 0.71403 | 3.2099

## df_Economics
| Category | operation | [11 empty] | investment
|  | avoided_PV | avoided_PVC | avoided_BA_out | avoided_onsite_el | avoided_PV_SC | avoided_SC | revenues_Electricity | revenues_NaturalGas | costs_Electricity | costs_NaturalGas | curtailment_Electricity | curtailment_NaturalGas | Air_Conditioner | Battery | ElectricalHeater_DHW | ElectricalHeater_SH | HeatPump_Air | HeatPump_Geothermal | NG_Boiler | PV | ThermalSolar | WaterTankDHW | WaterTankSH
Perf_type | Hub
costs | Building1 | 8651.3198 | 0 | 0 | 8651.3198 | 1082.3807 | 1082.3807 | 7568.9391 | 0 | 2228.7759 | 0 | 0 | 0 | 0 | 0 | 63.5368 | 107.3952 | 1208.4814 | 0 | 0 | 2692.0207 | 0 | 65.8263 | 101.332
| Network | 8651.3198 | 0 | 0 | 8651.3198 | 1082.3807 | 1082.3807 | 7568.9391 | 0 | 2228.7758 | 0 | 0 | 0 | 0 | 0 | 63.5368 | 107.3952 | 1208.4814 | 0 | 0 | 2692.0207 | 0 | 65.8263 | 101.332
impact | Building1 | 6441.4179 | 0 | 0 | 6441.4179 | 805.8963 | 805.8963 | 5635.5216 | 0 | 865.9321 | 0 | 0 | 0 | 0 | 0 | 0.10504 | 0.14052 | 20.3943 | 0 | 0 | 1415.4323 | 0 | 4.6416 | 16.8267
| Network | 6441.4179 | 0 | 0 | 6441.4179 | 805.8963 | 805.8963 | 5635.5217 | 0 | 865.932 | 0 | 0 | 0 | 0 | 0 | 0.10504 | 0.14052 | 20.3943 | 0 | 0 | 1415.4323 | 0 | 4.6416 | 16.8267